## 12000053001
utility | type | period | basic_charge_limit (imperial) | basic_charge_limit (metric) | month_start | month_end | hour_start | hour_end | weekday_start | weekday_end | charge (imperial) | charge (metric) | units | Notes
electric | customer | [9 empty] | 130.44 | 130.44 | $/month
electric | energy |  | 0 | 0 | 1 | 3 | 0 | 6 | 0 | 4 | 0.05413 | 0.05413 | $/kWh | Includes fuel cost and environmental charge
electric | energy |  | 0 | 0 | 1 | 3 | 6 | 10 | 0 | 4 | 0.07793 | 0.07793 | $/kWh
electric | energy |  | 0 | 0 | 1 | 3 | 10 | 18 | 0 | 4 | 0.05413 | 0.05413 | $/kWh
electric | energy |  | 0 | 0 | 1 | 3 | 18 | 22 | 0 | 4 | 0.07793 | 0.07793 | $/kWh
electric | energy |  | 0 | 0 | 1 | 3 | 22 | 24 | 0 | 4 | 0.05413 | 0.05413 | $/kWh
electric | energy |  | 0 | 0 | 4 | 10 | 0 | 12 | 0 | 4 | 0.05413 | 0.05413 | $/kWh
electric | energy |  | 0 | 0 | 4 | 10 | 12 | 21 | 0 | 4 | 0.07793 | 0.07793 | $/kWh
electric | energy |  | 0 | 0 | 4 | 10 | 21 | 24 | 0 | 4 | 0.05413 | 0.05413 | $/kWh
electric | energy |  | 0 | 0 | 11 | 12 | 0 | 6 | 0 | 4 | 0.05413 | 0.05413 | $/kWh
electric | energy |  | 0 | 0 | 11 | 12 | 6 | 10 | 0 | 4 | 0.07793 | 0.07793 | $/kWh
electric | energy |  | 0 | 0 | 11 | 12 | 10 | 18 | 0 | 4 | 0.05413 | 0.05413 | $/kWh
electric | energy |  | 0 | 0 | 11 | 12 | 18 | 22 | 0 | 4 | 0.07793 | 0.07793 | $/kWh
electric | energy |  | 0 | 0 | 11 | 12 | 22 | 24 | 0 | 4 | 0.05413 | 0.05413 | $/kWh
electric | energy |  | 0 | 0 | 1 | 12 | 0 | 24 | 5 | 6 | 0.05413 | 0.05413 | $/kWh
electric | demand | winter-peak1 | 0 | 0 | 1 | 3 | 6 | 10 | 0 | 4 | 7.14 | 7.14 | $/kW
electric | demand | winter-peak1 | 0 | 0 | 1 | 3 | 18 | 22 | 0 | 4 | 7.14 | 7.14 | $/kW
electric | demand | summer-peak | 0 | 0 | 4 | 10 | 12 | 21 | 0 | 4 | 7.14 | 7.14 | $/kW
electric | demand | winter-peak2 | 0 | 0 | 11 | 12 | 6 | 10 | 0 | 4 | 7.14 | 7.14 | $/kW
electric | demand | winter-peak2 | 0 | 0 | 11 | 12 | 18 | 22 | 0 | 4 | 7.14 | 7.14 | $/kW
electric | demand | off-peak | 0 | 0 | 1 | 12 | 0 | 24 | 0 | 6 | 5.33 | 5.33 | $/kW
gas | customer | [9 empty] | 420 | 420 | $/month
gas | energy |  | 0 | 0 | 1 | 12 | 0 | 24 | 0 | 6 | 0.21781 | 0.076919 | $/therm or $/m3

## 48003033002
utility | type | period | basic_charge_limit (imperial) | basic_charge_limit (metric) | month_start | month_end | hour_start | hour_end | weekday_start | weekday_end | charge (imperial) | charge (metric) | units | Notes
electric | customer | [9 empty] | 2200 | 2200 | $/month
electric | energy |  | 0 | 0 | 1 | 12 | 0 | 24 | 0 | 6 | 0.03161 | 0.03161 | $/kWh
electric | demand | annual | 0 | 0 | 1 | 12 | 0 | 24 | 0 | 6 | 16.42 | 16.42 | $/kW

## 31001825002
utility | type | period | basic_charge_limit (imperial) | basic_charge_limit (metric) | month_start | month_end | hour_start | hour_end | weekday_start | weekday_end | charge (imperial) | charge (metric) | units | Notes
electric | customer | [9 empty] | 115.31 | 115.31 | $/month
electric | energy |  | 0 | 0 | 1 | 5 | 0 | 24 | 0 | 6 | 0.0412 | 0.0412 | $/kWh
electric | energy |  | 300 | 300 | 1 | 5 | 0 | 24 | 0 | 6 | 0.036 | 0.036 | $/kWh
electric | energy |  | 0 | 0 | 6 | 9 | 0 | 24 | 0 | 6 | 0.055 | 0.055 | $/kWh
electric | energy |  | 300 | 300 | 6 | 9 | 0 | 24 | 0 | 6 | 0.0504 | 0.0504 | $/kWh
electric | energy |  | 0 | 0 | 10 | 12 | 0 | 24 | 0 | 6 | 0.0412 | 0.0412 | $/kWh
electric | energy |  | 300 | 300 | 10 | 12 | 0 | 24 | 0 | 6 | 0.036 | 0.036 | $/kWh
electric | demand | annual | 0 | 0 | 1 | 12 | 0 | 24 | 0 | 6 | 10.17 | 10.17 | $/kW

## 36001010001
utility | type | period | basic_charge_limit (imperial) | basic_charge_limit (metric) | month_start | month_end | hour_start | hour_end | weekday_start | weekday_end | charge (imperial) | charge (metric) | units | Notes
electric | customer | [9 empty] | 567.6 | 567.6 | $/month | Estimated from multiplying cost of 1 meter for 1 day by 30 days
electric | energy |  | 0 | 0 | 1 | 1 | 0 | 7 | 0 | 6 | 0.093817 | 0.093817 | $/kWh
electric | energy |  | 0 | 0 | 1 | 1 | 7 | 24 | 0 | 6 | 0.11232 | 0.11232 | $/kWh
electric | energy |  | 0 | 0 | 2 | 2 | 0 | 7 | 0 | 6 | 0.098651 | 0.098651 | $/kWh
electric | energy |  | 0 | 0 | 2 | 2 | 7 | 24 | 0 | 6 | 0.11715 | 0.11715 | $/kWh
electric | energy |  | 0 | 0 | 3 | 3 | 0 | 7 | 0 | 6 | 0.10994 | 0.10994 | $/kWh
electric | energy |  | 0 | 0 | 3 | 3 | 7 | 24 | 0 | 6 | 0.12844 | 0.12844 | $/kWh
electric | energy |  | 0 | 0 | 4 | 4 | 0 | 7 | 0 | 6 | 0.117 | 0.117 | $/kWh
electric | energy |  | 0 | 0 | 4 | 4 | 7 | 24 | 0 | 6 | 0.1355 | 0.1355 | $/kWh
electric | energy |  | 0 | 0 | 5 | 5 | 0 | 7 | 0 | 6 | 0.11438 | 0.11438 | $/kWh
electric | energy |  | 0 | 0 | 5 | 5 | 7 | 24 | 0 | 6 | 0.13288 | 0.13288 | $/kWh
electric | energy |  | 0 | 0 | 6 | 6 | 0 | 7 | 0 | 6 | 0.11328 | 0.11328 | $/kWh
electric | energy |  | 0 | 0 | 6 | 6 | 7 | 10 | 0 | 5 | 0.13178 | 0.13178 | $/kWh
electric | energy |  | 0 | 0 | 6 | 6 | 10 | 22 | 0 | 5 | 0.14408 | 0.14408 | $/kWh
electric | energy |  | 0 | 0 | 6 | 6 | 22 | 24 | 0 | 5 | 0.13178 | 0.13178 | $/kWh
electric | energy |  | 0 | 0 | 6 | 6 | 7 | 24 | 6 | 6 | 0.13178 | 0.13178 | $/kWh
electric | energy |  | 0 | 0 | 7 | 7 | 0 | 7 | 0 | 6 | 0.10778 | 0.10778 | $/kWh
electric | energy |  | 0 | 0 | 7 | 7 | 7 | 10 | 0 | 5 | 0.12628 | 0.12628 | $/kWh
electric | energy |  | 0 | 0 | 7 | 7 | 10 | 22 | 0 | 5 | 0.13858 | 0.13858 | $/kWh
electric | energy |  | 0 | 0 | 7 | 7 | 22 | 24 | 0 | 5 | 0.12628 | 0.12628 | $/kWh
electric | energy |  | 0 | 0 | 7 | 7 | 7 | 24 | 6 | 6 | 0.12628 | 0.12628 | $/kWh
electric | energy |  | 0 | 0 | 8 | 8 | 0 | 7 | 0 | 6 | 0.11511 | 0.11511 | $/kWh
electric | energy |  | 0 | 0 | 8 | 8 | 7 | 10 | 0 | 5 | 0.13361 | 0.13361 | $/kWh
electric | energy |  | 0 | 0 | 8 | 8 | 10 | 22 | 0 | 5 | 0.14591 | 0.14591 | $/kWh
electric | energy |  | 0 | 0 | 8 | 8 | 22 | 24 | 0 | 5 | 0.13361 | 0.13361 | $/kWh
electric | energy |  | 0 | 0 | 8 | 8 | 7 | 24 | 6 | 6 | 0.13361 | 0.13361 | $/kWh
electric | energy |  | 0 | 0 | 9 | 9 | 0 | 7 | 0 | 6 | 0.12021 | 0.12021 | $/kWh
electric | energy |  | 0 | 0 | 9 | 9 | 7 | 10 | 0 | 5 | 0.13871 | 0.13871 | $/kWh
electric | energy |  | 0 | 0 | 9 | 9 | 10 | 22 | 0 | 5 | 0.15101 | 0.15101 | $/kWh
electric | energy |  | 0 | 0 | 9 | 9 | 22 | 24 | 0 | 5 | 0.13871 | 0.13871 | $/kWh
electric | energy |  | 0 | 0 | 9 | 9 | 7 | 24 | 6 | 6 | 0.13871 | 0.13871 | $/kWh
electric | energy |  | 0 | 0 | 10 | 10 | 0 | 7 | 0 | 6 | 0.11714 | 0.11714 | $/kWh
electric | energy |  | 0 | 0 | 10 | 10 | 7 | 24 | 0 | 6 | 0.13564 | 0.13564 | $/kWh
electric | energy |  | 0 | 0 | 11 | 11 | 0 | 7 | 0 | 6 | 0.11798 | 0.11798 | $/kWh
electric | energy |  | 0 | 0 | 11 | 11 | 7 | 24 | 0 | 6 | 0.13648 | 0.13648 | $/kWh
electric | energy |  | 0 | 0 | 12 | 12 | 0 | 7 | 0 | 6 | 0.12221 | 0.12221 | $/kWh
electric | energy |  | 0 | 0 | 12 | 12 | 7 | 24 | 0 | 6 | 0.14071 | 0.14071 | $/kWh
electric | demand | off-peak | 0 | 0 | 1 | 12 | 0 | 7 | 0 | 6 | 0 | 0 | $/kW
electric | demand | winter-mid-peak1 | 0 | 0 | 1 | 5 | 7 | 24 | 0 | 6 | 6.28 | 6.28 | $/kW
electric | demand | summer-mid-peak | 0 | 0 | 6 | 9 | 7 | 10 | 0 | 5 | 6.28 | 6.28 | $/kW
electric | demand | summer-max-peak | 0 | 0 | 6 | 9 | 10 | 22 | 0 | 5 | 25.63 | 25.63 | $/kW
electric | demand | summer-mid-peak | 0 | 0 | 6 | 9 | 22 | 24 | 0 | 5 | 6.28 | 6.28 | $/kW
electric | demand | winter-mid-peak2 | 0 | 0 | 1 | 5 | 7 | 24 | 0 | 6 | 6.28 | 6.28 | $/kW

## 36001010017
utility | type | period | basic_charge_limit (imperial) | basic_charge_limit (metric) | month_start | month_end | hour_start | hour_end | weekday_start | weekday_end | charge (imperial) | charge (metric) | units | Notes
electric | customer | [9 empty] | 567.6 | 567.6 | $/month | Estimated from multiplying cost of 1 meter for 1 day by 30 days
electric | energy |  | 0 | 0 | 1 | 1 | 0 | 7 | 0 | 6 | 0.093817 | 0.093817 | $/kWh
electric | energy |  | 0 | 0 | 1 | 1 | 7 | 24 | 0 | 6 | 0.11232 | 0.11232 | $/kWh
electric | energy |  | 0 | 0 | 2 | 2 | 0 | 7 | 0 | 6 | 0.098651 | 0.098651 | $/kWh
electric | energy |  | 0 | 0 | 2 | 2 | 7 | 24 | 0 | 6 | 0.11715 | 0.11715 | $/kWh
electric | energy |  | 0 | 0 | 3 | 3 | 0 | 7 | 0 | 6 | 0.10994 | 0.10994 | $/kWh
electric | energy |  | 0 | 0 | 3 | 3 | 7 | 24 | 0 | 6 | 0.12844 | 0.12844 | $/kWh
electric | energy |  | 0 | 0 | 4 | 4 | 0 | 7 | 0 | 6 | 0.117 | 0.117 | $/kWh
electric | energy |  | 0 | 0 | 4 | 4 | 7 | 24 | 0 | 6 | 0.1355 | 0.1355 | $/kWh
electric | energy |  | 0 | 0 | 5 | 5 | 0 | 7 | 0 | 6 | 0.11438 | 0.11438 | $/kWh
electric | energy |  | 0 | 0 | 5 | 5 | 7 | 24 | 0 | 6 | 0.13288 | 0.13288 | $/kWh
electric | energy |  | 0 | 0 | 6 | 6 | 0 | 7 | 0 | 6 | 0.11328 | 0.11328 | $/kWh
electric | energy |  | 0 | 0 | 6 | 6 | 7 | 10 | 0 | 5 | 0.13178 | 0.13178 | $/kWh
electric | energy |  | 0 | 0 | 6 | 6 | 10 | 22 | 0 | 5 | 0.14408 | 0.14408 | $/kWh
electric | energy |  | 0 | 0 | 6 | 6 | 22 | 24 | 0 | 5 | 0.13178 | 0.13178 | $/kWh
electric | energy |  | 0 | 0 | 6 | 6 | 7 | 24 | 6 | 6 | 0.13178 | 0.13178 | $/kWh
electric | energy |  | 0 | 0 | 7 | 7 | 0 | 7 | 0 | 6 | 0.10778 | 0.10778 | $/kWh
electric | energy |  | 0 | 0 | 7 | 7 | 7 | 10 | 0 | 5 | 0.12628 | 0.12628 | $/kWh
electric | energy |  | 0 | 0 | 7 | 7 | 10 | 22 | 0 | 5 | 0.13858 | 0.13858 | $/kWh
electric | energy |  | 0 | 0 | 7 | 7 | 22 | 24 | 0 | 5 | 0.12628 | 0.12628 | $/kWh
electric | energy |  | 0 | 0 | 7 | 7 | 7 | 24 | 6 | 6 | 0.12628 | 0.12628 | $/kWh
electric | energy |  | 0 | 0 | 8 | 8 | 0 | 7 | 0 | 6 | 0.11511 | 0.11511 | $/kWh
electric | energy |  | 0 | 0 | 8 | 8 | 7 | 10 | 0 | 5 | 0.13361 | 0.13361 | $/kWh
electric | energy |  | 0 | 0 | 8 | 8 | 10 | 22 | 0 | 5 | 0.14591 | 0.14591 | $/kWh
electric | energy |  | 0 | 0 | 8 | 8 | 22 | 24 | 0 | 5 | 0.13361 | 0.13361 | $/kWh
electric | energy |  | 0 | 0 | 8 | 8 | 7 | 24 | 6 | 6 | 0.13361 | 0.13361 | $/kWh
electric | energy |  | 0 | 0 | 9 | 9 | 0 | 7 | 0 | 6 | 0.12021 | 0.12021 | $/kWh
electric | energy |  | 0 | 0 | 9 | 9 | 7 | 10 | 0 | 5 | 0.13871 | 0.13871 | $/kWh
electric | energy |  | 0 | 0 | 9 | 9 | 10 | 22 | 0 | 5 | 0.15101 | 0.15101 | $/kWh
electric | energy |  | 0 | 0 | 9 | 9 | 22 | 24 | 0 | 5 | 0.13871 | 0.13871 | $/kWh
electric | energy |  | 0 | 0 | 9 | 9 | 7 | 24 | 6 | 6 | 0.13871 | 0.13871 | $/kWh
electric | energy |  | 0 | 0 | 10 | 10 | 0 | 7 | 0 | 6 | 0.11714 | 0.11714 | $/kWh
electric | energy |  | 0 | 0 | 10 | 10 | 7 | 24 | 0 | 6 | 0.13564 | 0.13564 | $/kWh
electric | energy |  | 0 | 0 | 11 | 11 | 0 | 7 | 0 | 6 | 0.11798 | 0.11798 | $/kWh
electric | energy |  | 0 | 0 | 11 | 11 | 7 | 24 | 0 | 6 | 0.13648 | 0.13648 | $/kWh
electric | energy |  | 0 | 0 | 12 | 12 | 0 | 7 | 0 | 6 | 0.12221 | 0.12221 | $/kWh
electric | energy |  | 0 | 0 | 12 | 12 | 7 | 24 | 0 | 6 | 0.14071 | 0.14071 | $/kWh
electric | demand | off-peak | 0 | 0 | 1 | 12 | 0 | 7 | 0 | 6 | 0 | 0 | $/kW
electric | demand | winter-mid-peak1 | 0 | 0 | 1 | 5 | 7 | 24 | 0 | 6 | 6.28 | 6.28 | $/kW
electric | demand | summer-mid-peak | 0 | 0 | 6 | 9 | 7 | 10 | 0 | 5 | 6.28 | 6.28 | $/kW
electric | demand | summer-max-peak | 0 | 0 | 6 | 9 | 10 | 22 | 0 | 5 | 25.63 | 25.63 | $/kW
electric | demand | summer-mid-peak | 0 | 0 | 6 | 9 | 22 | 24 | 0 | 5 | 6.28 | 6.28 | $/kW
electric | demand | winter-mid-peak2 | 0 | 0 | 1 | 5 | 7 | 24 | 0 | 6 | 6.28 | 6.28 | $/kW

## 9000641001
utility | type | period | basic_charge_limit (imperial) | basic_charge_limit (metric) | month_start | month_end | hour_start | hour_end | weekday_start | weekday_end | charge (imperial) | charge (metric) | units | Notes
electric | customer | [9 empty] | 4200 | 4200 | $/month
electric | energy |  | 0 | 0 | 1 | 1 | 0 | 12 | 0 | 4 | 0.11056 | 0.11056 | $/kWh | Includes generation supply and distribution service
electric | energy |  | 0 | 0 | 1 | 1 | 12 | 20 | 0 | 4 | 0.13754 | 0.13754 | $/kWh
electric | energy |  | 0 | 0 | 1 | 1 | 20 | 24 | 0 | 4 | 0.11056 | 0.11056 | $/kWh
electric | energy |  | 0 | 0 | 1 | 1 | 0 | 24 | 5 | 6 | 0.11056 | 0.11056 | $/kWh
electric | energy |  | 0 | 0 | 2 | 2 | 0 | 12 | 0 | 4 | 0.1093 | 0.1093 | $/kWh
electric | energy |  | 0 | 0 | 2 | 2 | 12 | 20 | 0 | 4 | 0.13452 | 0.13452 | $/kWh
electric | energy |  | 0 | 0 | 2 | 2 | 20 | 24 | 0 | 4 | 0.1093 | 0.1093 | $/kWh
electric | energy |  | 0 | 0 | 2 | 2 | 0 | 24 | 5 | 6 | 0.1093 | 0.1093 | $/kWh
electric | energy |  | 0 | 0 | 3 | 3 | 0 | 12 | 0 | 4 | 0.09347 | 0.09347 | $/kWh
electric | energy |  | 0 | 0 | 3 | 3 | 12 | 20 | 0 | 4 | 0.11496 | 0.11496 | $/kWh | Ignored daylight savings, when the peak time shifts by an hour
electric | energy |  | 0 | 0 | 3 | 3 | 20 | 24 | 0 | 4 | 0.09347 | 0.09347 | $/kWh
electric | energy |  | 0 | 0 | 3 | 3 | 0 | 24 | 5 | 6 | 0.09347 | 0.09347 | $/kWh
electric | energy |  | 0 | 0 | 4 | 4 | 0 | 12 | 0 | 4 | 0.07872 | 0.07872 | $/kWh
electric | energy |  | 0 | 0 | 4 | 4 | 12 | 20 | 0 | 4 | 0.09386 | 0.09386 | $/kWh
electric | energy |  | 0 | 0 | 4 | 4 | 20 | 24 | 0 | 4 | 0.07872 | 0.07872 | $/kWh
electric | energy |  | 0 | 0 | 4 | 4 | 0 | 24 | 5 | 6 | 0.07872 | 0.07872 | $/kWh
electric | energy |  | 0 | 0 | 5 | 5 | 0 | 12 | 0 | 4 | 0.06945 | 0.06945 | $/kWh
electric | energy |  | 0 | 0 | 5 | 5 | 12 | 20 | 0 | 4 | 0.08982 | 0.08982 | $/kWh
electric | energy |  | 0 | 0 | 5 | 5 | 20 | 24 | 0 | 4 | 0.06945 | 0.06945 | $/kWh
electric | energy |  | 0 | 0 | 5 | 5 | 0 | 24 | 5 | 6 | 0.06945 | 0.06945 | $/kWh
electric | energy |  | 0 | 0 | 6 | 6 | 0 | 12 | 0 | 4 | 0.06179 | 0.06179 | $/kWh
electric | energy |  | 0 | 0 | 6 | 6 | 12 | 20 | 0 | 4 | 0.09294 | 0.09294 | $/kWh
electric | energy |  | 0 | 0 | 6 | 6 | 20 | 24 | 0 | 4 | 0.06179 | 0.06179 | $/kWh
electric | energy |  | 0 | 0 | 6 | 6 | 0 | 24 | 5 | 6 | 0.06179 | 0.06179 | $/kWh
electric | energy |  | 0 | 0 | 7 | 7 | 0 | 12 | 0 | 4 | 0.05886 | 0.05886 | $/kWh
electric | energy |  | 0 | 0 | 7 | 7 | 12 | 20 | 0 | 4 | 0.10429 | 0.10429 | $/kWh
electric | energy |  | 0 | 0 | 7 | 7 | 20 | 24 | 0 | 4 | 0.05886 | 0.05886 | $/kWh
electric | energy |  | 0 | 0 | 7 | 7 | 0 | 24 | 5 | 6 | 0.05886 | 0.05886 | $/kWh
electric | energy |  | 0 | 0 | 8 | 8 | 0 | 12 | 0 | 4 | 0.05745 | 0.05745 | $/kWh
electric | energy |  | 0 | 0 | 8 | 8 | 12 | 20 | 0 | 4 | 0.10046 | 0.10046 | $/kWh
electric | energy |  | 0 | 0 | 8 | 8 | 20 | 24 | 0 | 4 | 0.05745 | 0.05745 | $/kWh
electric | energy |  | 0 | 0 | 8 | 8 | 0 | 24 | 5 | 6 | 0.05745 | 0.05745 | $/kWh
electric | energy |  | 0 | 0 | 9 | 9 | 0 | 12 | 0 | 4 | 0.05654 | 0.05654 | $/kWh
electric | energy |  | 0 | 0 | 9 | 9 | 12 | 20 | 0 | 4 | 0.09228 | 0.09228 | $/kWh | Ignored daylight savings, when the peak time shifts by an hour
electric | energy |  | 0 | 0 | 9 | 9 | 20 | 24 | 0 | 4 | 0.05654 | 0.05654 | $/kWh
electric | energy |  | 0 | 0 | 9 | 9 | 0 | 24 | 5 | 6 | 0.05654 | 0.05654 | $/kWh
electric | energy |  | 0 | 0 | 10 | 10 | 0 | 12 | 0 | 4 | 0.07011 | 0.07011 | $/kWh
electric | energy |  | 0 | 0 | 10 | 10 | 12 | 20 | 0 | 4 | 0.10092 | 0.10092 | $/kWh
electric | energy |  | 0 | 0 | 10 | 10 | 20 | 24 | 0 | 4 | 0.07011 | 0.07011 | $/kWh
electric | energy |  | 0 | 0 | 10 | 10 | 0 | 24 | 5 | 6 | 0.07011 | 0.07011 | $/kWh
electric | energy |  | 0 | 0 | 11 | 11 | 0 | 12 | 0 | 4 | 0.08232 | 0.08232 | $/kWh
electric | energy |  | 0 | 0 | 11 | 11 | 12 | 20 | 0 | 4 | 0.11399 | 0.11399 | $/kWh
electric | energy |  | 0 | 0 | 11 | 11 | 20 | 24 | 0 | 4 | 0.08232 | 0.08232 | $/kWh
electric | energy |  | 0 | 0 | 11 | 11 | 0 | 24 | 5 | 6 | 0.08232 | 0.08232 | $/kWh
electric | energy |  | 0 | 0 | 12 | 12 | 0 | 12 | 0 | 4 | 0.10754 | 0.10754 | $/kWh
electric | energy |  | 0 | 0 | 12 | 12 | 12 | 20 | 0 | 4 | 0.14346 | 0.14346 | $/kWh
electric | energy |  | 0 | 0 | 12 | 12 | 20 | 24 | 0 | 4 | 0.10754 | 0.10754 | $/kWh
electric | energy |  | 0 | 0 | 12 | 12 | 0 | 24 | 5 | 6 | 0.10754 | 0.10754 | $/kWh
electric | demand | maximum | 0 | 0 | 1 | 12 | 0 | 24 | 0 | 6 | 18.07 | 18.07 | $/kW | Sum of distribution, transmission, improvements, and competetive assessment demand charges

## 6005025001
utility | type | period | basic_charge_limit (imperial) | basic_charge_limit (metric) | month_start | month_end | hour_start | hour_end | weekday_start | weekday_end | charge (imperial) | charge (metric) | units | Notes
electric | customer | [9 empty] | 1514.6622 | 1514.6622 | $/month | Estimated from multiplying cost of 1 meter for 1 day by 30 days
electric | demand | peak-summer | 0 | 0 | 6 | 9 | 16 | 21 | 0 | 6 | 26.8 | 26.8 | $/kW
electric | demand | part-peak-summer | 0 | 0 | 6 | 9 | 14 | 16 | 0 | 6 | 5.32 | 5.32 | $/kW
electric | demand | part-peak-summer | 0 | 0 | 6 | 9 | 21 | 23 | 0 | 6 | 5.32 | 5.32 | $/kW
electric | demand | maximum | 0 | 0 | 1 | 12 | 0 | 24 | 0 | 6 | 20.7 | 20.7 | $/kW
electric | demand | peak-winter1 | 0 | 0 | 1 | 5 | 16 | 21 | 0 | 6 | 1.78 | 1.78 | $/kW
electric | demand | peak-winter2 | 0 | 0 | 10 | 12 | 16 | 21 | 0 | 6 | 1.78 | 1.78 | $/kW
electric | energy |  | 0 | 0 | 6 | 9 | 0 | 14 | 0 | 6 | 0.09816 | 0.09816 | $/kWh
electric | energy |  | 0 | 0 | 6 | 9 | 14 | 16 | 0 | 6 | 0.11735 | 0.11735 | $/kWh
electric | energy |  | 0 | 0 | 6 | 9 | 16 | 21 | 0 | 6 | 0.14484 | 0.14484 | $/kWh
electric | energy |  | 0 | 0 | 6 | 9 | 21 | 23 | 0 | 6 | 0.11735 | 0.11735 | $/kWh
electric | energy |  | 0 | 0 | 6 | 9 | 23 | 24 | 0 | 6 | 0.09816 | 0.09816 | $/kWh
electric | energy |  | 0 | 0 | 1 | 2 | 0 | 16 | 0 | 6 | 0.09822 | 0.09822 | $/kWh
electric | energy |  | 0 | 0 | 1 | 2 | 21 | 24 | 0 | 6 | 0.09822 | 0.09822 | $/kWh
electric | energy |  | 0 | 0 | 1 | 5 | 16 | 21 | 0 | 6 | 0.12734 | 0.12734 | $/kWh
electric | energy |  | 0 | 0 | 3 | 5 | 0 | 9 | 0 | 6 | 0.09822 | 0.09822 | $/kWh
electric | energy |  | 0 | 0 | 3 | 5 | 9 | 14 | 0 | 6 | 0.0569 | 0.0569 | $/kWh
electric | energy |  | 0 | 0 | 3 | 5 | 14 | 16 | 0 | 6 | 0.09822 | 0.09822 | $/kWh
electric | energy |  | 0 | 0 | 3 | 5 | 21 | 24 | 0 | 6 | 0.09822 | 0.09822 | $/kWh
electric | energy |  | 0 | 0 | 10 | 12 | 0 | 16 | 0 | 6 | 0.09822 | 0.09822 | $/kWh
electric | energy |  | 0 | 0 | 10 | 12 | 21 | 24 | 0 | 6 | 0.09822 | 0.09822 | $/kWh
electric | energy |  | 0 | 0 | 10 | 12 | 16 | 21 | 0 | 6 | 0.12734 | 0.12734 | $/kWh
gas | customer | [9 empty] | 148.6554 | 148.6554 | $/month | Estimated from multiplying cost for 1 day by 30 days
gas | energy |  | 0 | 0 | 1 | 3 | 0 | 24 | 0 | 6 | 1.6874 | 0.59589 | $/therm or $/m3
gas | energy |  | 0 | 0 | 4 | 10 | 0 | 24 | 0 | 6 | 1.5403 | 0.54396 | $/therm or $/m3
gas | energy |  | 0 | 0 | 11 | 12 | 0 | 24 | 0 | 6 | 1.6874 | 0.59589 | $/therm or $/m3
gas | energy |  | 4000 | 11326.72 | 1 | 3 | 0 | 24 | 0 | 6 | 1.3126 | 0.46354 | $/therm or $/m3
gas | energy |  | 4000 | 11326.72 | 4 | 10 | 0 | 24 | 0 | 6 | 1.2242 | 0.43232 | $/therm or $/m3
gas | energy |  | 4000 | 11326.72 | 11 | 12 | 0 | 24 | 0 | 6 | 1.3126 | 0.46354 | $/therm or $/m3

## 35000021001
utility | type | period | basic_charge_limit (imperial) | basic_charge_limit (metric) | month_start | month_end | hour_start | hour_end | weekday_start | weekday_end | charge (imperial) | charge (metric) | units | Notes
electric | customer | [9 empty] | 3074.01 | 3074.01 | $/month
electric | demand | peak-winter1 | 0 | 0 | 1 | 5 | 8 | 20 | 0 | 4 | 11.56 | 11.56 | $/kW
electric | demand | peak-summer | 0 | 0 | 6 | 8 | 8 | 20 | 0 | 4 | 19.03 | 19.03 | $/kW
electric | demand | peak-winter2 | 0 | 0 | 9 | 12 | 8 | 20 | 0 | 4 | 11.56 | 11.56 | $/kW
electric | energy |  | 0 | 0 | 6 | 8 | 0 | 8 | 0 | 4 | 0.014697 | 0.014697 | $/kWh
electric | energy |  | 0 | 0 | 6 | 8 | 8 | 20 | 0 | 4 | 0.033166 | 0.033166 | $/kWh
electric | energy |  | 0 | 0 | 6 | 8 | 20 | 24 | 0 | 4 | 0.014697 | 0.014697 | $/kWh
electric | energy |  | 0 | 0 | 6 | 8 | 0 | 24 | 5 | 6 | 0.014697 | 0.014697 | $/kWh
electric | energy |  | 0 | 0 | 1 | 5 | 0 | 8 | 0 | 4 | 0.014697 | 0.014697 | $/kWh
electric | energy |  | 0 | 0 | 1 | 5 | 8 | 20 | 0 | 4 | 0.023672 | 0.023672 | $/kWh
electric | energy |  | 0 | 0 | 1 | 5 | 20 | 24 | 0 | 4 | 0.014697 | 0.014697 | $/kWh
electric | energy |  | 0 | 0 | 1 | 5 | 0 | 24 | 5 | 6 | 0.014697 | 0.014697 | $/kWh
electric | energy |  | 0 | 0 | 9 | 12 | 0 | 8 | 0 | 4 | 0.014697 | 0.014697 | $/kWh
electric | energy |  | 0 | 0 | 9 | 12 | 8 | 20 | 0 | 4 | 0.023672 | 0.023672 | $/kWh
electric | energy |  | 0 | 0 | 9 | 12 | 20 | 24 | 0 | 4 | 0.014697 | 0.014697 | $/kWh
electric | energy |  | 0 | 0 | 9 | 12 | 0 | 24 | 5 | 6 | 0.014697 | 0.014697 | $/kWh
gas | customer | [9 empty] | 55 | 55 | $/month
gas | energy |  | 0 | 0 | 1 | 1 | 0 | 24 | 0 | 6 | 0.3418 | 0.12071 | $/therm or $/m3
gas | energy |  | 0 | 0 | 2 | 2 | 0 | 24 | 0 | 6 | 0.3461 | 0.12222 | $/therm or $/m3
gas | energy |  | 0 | 0 | 3 | 3 | 0 | 24 | 0 | 6 | 0.2836 | 0.10015 | $/therm or $/m3
gas | energy |  | 0 | 0 | 4 | 4 | 0 | 24 | 0 | 6 | 0.0746 | 0.026345 | $/therm or $/m3
gas | energy |  | 0 | 0 | 5 | 5 | 0 | 24 | 0 | 6 | 0.1338 | 0.047251 | $/therm or $/m3
gas | energy |  | 0 | 0 | 6 | 6 | 0 | 24 | 0 | 6 | 0.2491 | 0.087969 | $/therm or $/m3
gas | energy |  | 0 | 0 | 7 | 7 | 0 | 24 | 0 | 6 | 0.2868 | 0.10128 | $/therm or $/m3
gas | energy |  | 0 | 0 | 8 | 8 | 0 | 24 | 0 | 6 | 0.2913 | 0.10287 | $/therm or $/m3
gas | energy |  | 0 | 0 | 9 | 9 | 0 | 24 | 0 | 6 | 0.2909 | 0.10273 | $/therm or $/m3
gas | energy |  | 0 | 0 | 10 | 10 | 0 | 24 | 0 | 6 | 0.2811 | 0.09927 | $/therm or $/m3
gas | energy |  | 0 | 0 | 11 | 11 | 0 | 24 | 0 | 6 | 0.3299 | 0.1165 | $/therm or $/m3
gas | energy |  | 0 | 0 | 12 | 12 | 0 | 24 | 0 | 6 | 0.3895 | 0.13755 | $/therm or $/m3

## 36001010006
utility | type | period | basic_charge_limit (imperial) | basic_charge_limit (metric) | month_start | month_end | hour_start | hour_end | weekday_start | weekday_end | charge (imperial) | charge (metric) | units | Notes
electric | customer | [9 empty] | 567.6 | 567.6 | $/month | Estimated from multiplying cost of 1 meter for 1 day by 30 days
electric | energy |  | 0 | 0 | 1 | 1 | 0 | 7 | 0 | 6 | 0.093817 | 0.093817 | $/kWh
electric | energy |  | 0 | 0 | 1 | 1 | 7 | 24 | 0 | 6 | 0.11232 | 0.11232 | $/kWh
electric | energy |  | 0 | 0 | 2 | 2 | 0 | 7 | 0 | 6 | 0.098651 | 0.098651 | $/kWh
electric | energy |  | 0 | 0 | 2 | 2 | 7 | 24 | 0 | 6 | 0.11715 | 0.11715 | $/kWh
electric | energy |  | 0 | 0 | 3 | 3 | 0 | 7 | 0 | 6 | 0.10994 | 0.10994 | $/kWh
electric | energy |  | 0 | 0 | 3 | 3 | 7 | 24 | 0 | 6 | 0.12844 | 0.12844 | $/kWh
electric | energy |  | 0 | 0 | 4 | 4 | 0 | 7 | 0 | 6 | 0.117 | 0.117 | $/kWh
electric | energy |  | 0 | 0 | 4 | 4 | 7 | 24 | 0 | 6 | 0.1355 | 0.1355 | $/kWh
electric | energy |  | 0 | 0 | 5 | 5 | 0 | 7 | 0 | 6 | 0.11438 | 0.11438 | $/kWh
electric | energy |  | 0 | 0 | 5 | 5 | 7 | 24 | 0 | 6 | 0.13288 | 0.13288 | $/kWh
electric | energy |  | 0 | 0 | 6 | 6 | 0 | 7 | 0 | 6 | 0.11328 | 0.11328 | $/kWh
electric | energy |  | 0 | 0 | 6 | 6 | 7 | 10 | 0 | 5 | 0.13178 | 0.13178 | $/kWh
electric | energy |  | 0 | 0 | 6 | 6 | 10 | 22 | 0 | 5 | 0.14408 | 0.14408 | $/kWh
electric | energy |  | 0 | 0 | 6 | 6 | 22 | 24 | 0 | 5 | 0.13178 | 0.13178 | $/kWh
electric | energy |  | 0 | 0 | 6 | 6 | 7 | 24 | 6 | 6 | 0.13178 | 0.13178 | $/kWh
electric | energy |  | 0 | 0 | 7 | 7 | 0 | 7 | 0 | 6 | 0.10778 | 0.10778 | $/kWh
electric | energy |  | 0 | 0 | 7 | 7 | 7 | 10 | 0 | 5 | 0.12628 | 0.12628 | $/kWh
electric | energy |  | 0 | 0 | 7 | 7 | 10 | 22 | 0 | 5 | 0.13858 | 0.13858 | $/kWh
electric | energy |  | 0 | 0 | 7 | 7 | 22 | 24 | 0 | 5 | 0.12628 | 0.12628 | $/kWh
electric | energy |  | 0 | 0 | 7 | 7 | 7 | 24 | 6 | 6 | 0.12628 | 0.12628 | $/kWh
electric | energy |  | 0 | 0 | 8 | 8 | 0 | 7 | 0 | 6 | 0.11511 | 0.11511 | $/kWh
electric | energy |  | 0 | 0 | 8 | 8 | 7 | 10 | 0 | 5 | 0.13361 | 0.13361 | $/kWh
electric | energy |  | 0 | 0 | 8 | 8 | 10 | 22 | 0 | 5 | 0.14591 | 0.14591 | $/kWh
electric | energy |  | 0 | 0 | 8 | 8 | 22 | 24 | 0 | 5 | 0.13361 | 0.13361 | $/kWh
electric | energy |  | 0 | 0 | 8 | 8 | 7 | 24 | 6 | 6 | 0.13361 | 0.13361 | $/kWh
electric | energy |  | 0 | 0 | 9 | 9 | 0 | 7 | 0 | 6 | 0.12021 | 0.12021 | $/kWh
electric | energy |  | 0 | 0 | 9 | 9 | 7 | 10 | 0 | 5 | 0.13871 | 0.13871 | $/kWh
electric | energy |  | 0 | 0 | 9 | 9 | 10 | 22 | 0 | 5 | 0.15101 | 0.15101 | $/kWh
electric | energy |  | 0 | 0 | 9 | 9 | 22 | 24 | 0 | 5 | 0.13871 | 0.13871 | $/kWh
electric | energy |  | 0 | 0 | 9 | 9 | 7 | 24 | 6 | 6 | 0.13871 | 0.13871 | $/kWh
electric | energy |  | 0 | 0 | 10 | 10 | 0 | 7 | 0 | 6 | 0.11714 | 0.11714 | $/kWh
electric | energy |  | 0 | 0 | 10 | 10 | 7 | 24 | 0 | 6 | 0.13564 | 0.13564 | $/kWh
electric | energy |  | 0 | 0 | 11 | 11 | 0 | 7 | 0 | 6 | 0.11798 | 0.11798 | $/kWh
electric | energy |  | 0 | 0 | 11 | 11 | 7 | 24 | 0 | 6 | 0.13648 | 0.13648 | $/kWh
electric | energy |  | 0 | 0 | 12 | 12 | 0 | 7 | 0 | 6 | 0.12221 | 0.12221 | $/kWh
electric | energy |  | 0 | 0 | 12 | 12 | 7 | 24 | 0 | 6 | 0.14071 | 0.14071 | $/kWh
electric | demand | off-peak | 0 | 0 | 1 | 12 | 0 | 7 | 0 | 6 | 0 | 0 | $/kW
electric | demand | winter-mid-peak1 | 0 | 0 | 1 | 5 | 7 | 24 | 0 | 6 | 6.28 | 6.28 | $/kW
electric | demand | summer-mid-peak | 0 | 0 | 6 | 9 | 7 | 10 | 0 | 5 | 6.28 | 6.28 | $/kW
electric | demand | summer-max-peak | 0 | 0 | 6 | 9 | 10 | 22 | 0 | 5 | 25.63 | 25.63 | $/kW
electric | demand | summer-mid-peak | 0 | 0 | 6 | 9 | 22 | 24 | 0 | 5 | 6.28 | 6.28 | $/kW
electric | demand | winter-mid-peak2 | 0 | 0 | 1 | 5 | 7 | 24 | 0 | 6 | 6.28 | 6.28 | $/kW

## 48008015001
utility | type | period | basic_charge_limit (imperial) | basic_charge_limit (metric) | month_start | month_end | hour_start | hour_end | weekday_start | weekday_end | charge (imperial) | charge (metric) | units | Notes
electric | customer | [9 empty] | 1000 | 1000 | $/month
electric | energy |  | 0 | 0 | 1 | 12 | 0 | 24 | 0 | 6 | 0.038 | 0.038 | $/kWh
electric | energy |  | 250 | 250 | 1 | 12 | 0 | 24 | 0 | 6 | 0.0339 | 0.0339 | $/kWh
electric | demand | winter1 | 0 | 0 | 1 | 5 | 0 | 24 | 0 | 6 | 8.75 | 8.75 | $/kW
electric | demand | summer | 0 | 0 | 6 | 9 | 0 | 7 | 0 | 6 | 11.4 | 11.4 | $/kW
electric | demand | winter2 | 0 | 0 | 10 | 12 | 0 | 24 | 0 | 6 | 8.75 | 8.75 | $/kW

## 34006012001
utility | type | period | basic_charge_limit (imperial) | basic_charge_limit (metric) | month_start | month_end | hour_start | hour_end | weekday_start | weekday_end | charge (imperial) | charge (metric) | units | Notes
electric | customer | [9 empty] | 392.35 | 392.35 | $/month
electric | energy |  | 0 | 0 | 1 | 12 | 0 | 24 | 0 | 6 | 0 | 0 | $/kWh | This really is zero
electric | demand | annual | 0 | 0 | 1 | 12 | 0 | 24 | 0 | 6 | 1.7634 | 1.7634 | $/kW | Assumed primary voltage
electric | demand | summer | 0 | 0 | 6 | 9 | 7 | 21 | 0 | 4 | 9.7891 | 9.7891 | $/kW
gas | customer | [9 empty] | 17.75 | 17.75 | $/month
gas | energy |  | 0 | 0 | 1 | 12 | 0 | 24 | 0 | 6 | 0.32506 | 0.11479 | $/therm or $/m3

## 6004010004
utility | type | period | basic_charge_limit (imperial) | basic_charge_limit (metric) | month_start | month_end | hour_start | hour_end | weekday_start | weekday_end | charge (imperial) | charge (metric) | units | Notes
electric | customer | [9 empty] | 373.12 | 373.12 | $/month | Assumed 2 to 50 kV (typical primary voltage)
electric | demand | peak-summer | 0 | 0 | 6 | 9 | 16 | 21 | 0 | 4 | 4.13 | 4.13 | $/kW | Had to choose between high demand or high energy charges (Option D or Option E)
electric | demand | part-peak-winter1 | 0 | 0 | 1 | 5 | 16 | 21 | 0 | 4 | 1.03 | 1.03 | $/kW | This is hgh energy, low demand
electric | demand | part-peak-winter2 | 0 | 0 | 10 | 12 | 16 | 21 | 0 | 4 | 1.03 | 1.03 | $/kW
electric | demand | maximum | 0 | 0 | 1 | 12 | 0 | 24 | 0 | 6 | 11.26 | 11.26 | $/kW
electric | energy |  | 0 | 0 | 6 | 9 | 16 | 21 | 0 | 4 | 0.50403 | 0.50403 | $/kWh | Includes delivery and generation service
electric | energy |  | 0 | 0 | 6 | 9 | 0 | 16 | 0 | 6 | 0.12291 | 0.12291 | $/kWh
electric | energy |  | 0 | 0 | 6 | 9 | 21 | 24 | 0 | 6 | 0.12291 | 0.12291 | $/kWh
electric | energy |  | 0 | 0 | 6 | 9 | 16 | 21 | 5 | 6 | 0.185 | 0.185 | $/kWh
electric | energy |  | 0 | 0 | 1 | 5 | 16 | 21 | 0 | 6 | 0.15716 | 0.15716 | $/kWh
electric | energy |  | 0 | 0 | 1 | 5 | 0 | 8 | 0 | 6 | 0.09174 | 0.09174 | $/kWh
electric | energy |  | 0 | 0 | 1 | 5 | 21 | 24 | 0 | 6 | 0.09174 | 0.09174 | $/kWh
electric | energy |  | 0 | 0 | 1 | 5 | 8 | 16 | 0 | 6 | 0.08717 | 0.08717 | $/kWh
electric | energy |  | 0 | 0 | 10 | 12 | 16 | 21 | 0 | 6 | 0.15716 | 0.15716 | $/kWh
electric | energy |  | 0 | 0 | 10 | 12 | 0 | 8 | 0 | 6 | 0.09174 | 0.09174 | $/kWh
electric | energy |  | 0 | 0 | 10 | 12 | 21 | 24 | 0 | 6 | 0.09174 | 0.09174 | $/kWh
electric | energy |  | 0 | 0 | 10 | 12 | 8 | 16 | 0 | 6 | 0.08717 | 0.08717 | $/kWh

## 36002001007
utility | type | period | basic_charge_limit (imperial) | basic_charge_limit (metric) | month_start | month_end | hour_start | hour_end | weekday_start | weekday_end | charge (imperial) | charge (metric) | units | Notes
electric | customer | [9 empty] | 143.09 | 143.09 | $/month
electric | energy |  | 0 | 0 | 1 | 12 | 0 | 24 | 0 | 6 | 0.0079 | 0.0079 | $/kWh
electric | demand | winter-peak1 | 0 | 0 | 1 | 5 | 8 | 22 | 0 | 4 | 13.96 | 13.96 | $/kW
electric | demand | winter-all-hours1 | 0 | 0 | 1 | 5 | 0 | 24 | 0 | 6 | 4.21 | 4.21 | $/kW
electric | demand | summer-peak | 0 | 0 | 6 | 9 | 8 | 22 | 0 | 4 | 18.44 | 18.44 | $/kW
electric | demand | summer-super-peak | 0 | 0 | 6 | 9 | 8 | 18 | 0 | 4 | 9.15 | 9.15 | $/kW
electric | demand | summer-all-hours | 0 | 0 | 6 | 9 | 0 | 24 | 0 | 6 | 16.66 | 16.66 | $/kW
electric | demand | winter-peak2 | 0 | 0 | 10 | 12 | 8 | 22 | 0 | 4 | 13.96 | 13.96 | $/kW
electric | demand | winter-all-hours2 | 0 | 0 | 10 | 12 | 0 | 24 | 0 | 6 | 4.21 | 4.21 | $/kW
gas | energy |  | 0 | 0 | 1 | 12 | 0 | 24 | 0 | 6 | 250 | 88.2868 | $/therm or $/m3
gas | energy |  | 10 | 28.3168 | 1 | 12 | 0 | 24 | 0 | 6 | 0.2632 | 0.092948 | $/therm or $/m3

## 51000161001
utility | type | period | basic_charge_limit (imperial) | basic_charge_limit (metric) | month_start | month_end | hour_start | hour_end | weekday_start | weekday_end | charge (imperial) | charge (metric) | units | Notes
electric | customer | [9 empty] | 119.61 | 119.61 | $/month
electric | energy |  | 0 | 0 | 1 | 5 | 0 | 7 | 0 | 4 | 0.002623 | 0.002623 | $/kWh
electric | energy |  | 0 | 0 | 1 | 5 | 7 | 22 | 0 | 4 | 0.003869 | 0.003869 | $/kWh
electric | energy |  | 0 | 0 | 1 | 5 | 22 | 24 | 0 | 4 | 0.002623 | 0.002623 | $/kWh
electric | energy |  | 0 | 0 | 1 | 5 | 0 | 24 | 5 | 6 | 0.002623 | 0.002623 | $/kWh
electric | energy |  | 0 | 0 | 6 | 9 | 0 | 10 | 0 | 4 | 0.003869 | 0.003869 | $/kWh
electric | energy |  | 0 | 0 | 6 | 9 | 10 | 22 | 0 | 4 | 0.002623 | 0.002623 | $/kWh
electric | energy |  | 0 | 0 | 6 | 9 | 22 | 24 | 0 | 4 | 0.002623 | 0.002623 | $/kWh
electric | energy |  | 0 | 0 | 6 | 9 | 0 | 24 | 5 | 6 | 0.002623 | 0.002623 | $/kWh
electric | energy |  | 0 | 0 | 10 | 12 | 0 | 7 | 0 | 4 | 0.002623 | 0.002623 | $/kWh
electric | energy |  | 0 | 0 | 10 | 12 | 7 | 22 | 0 | 4 | 0.003869 | 0.003869 | $/kWh
electric | energy |  | 0 | 0 | 10 | 12 | 22 | 24 | 0 | 4 | 0.002623 | 0.002623 | $/kWh
electric | energy |  | 0 | 0 | 10 | 12 | 0 | 24 | 5 | 6 | 0.002623 | 0.002623 | $/kWh
electric | demand | off-peak-winter1 | 0 | 0 | 1 | 5 | 0 | 7 | 0 | 4 | 1.14 | 1.14 | $/kW
electric | demand | on-peak-winter1 | 0 | 0 | 1 | 5 | 7 | 22 | 0 | 4 | 13.451 | 13.451 | $/kW
electric | demand | off-peak-winter1 | 0 | 0 | 1 | 5 | 22 | 24 | 0 | 4 | 1.14 | 1.14 | $/kW
electric | demand | off-peak-winter1 | 0 | 0 | 1 | 5 | 0 | 24 | 5 | 6 | 1.14 | 1.14 | $/kW
electric | demand | off-peak-summer | 0 | 0 | 6 | 9 | 0 | 10 | 0 | 4 | 1.14 | 1.14 | $/kW
electric | demand | on-peak-summer | 0 | 0 | 6 | 9 | 10 | 22 | 0 | 4 | 13.451 | 13.451 | $/kW
electric | demand | off-peak-summer | 0 | 0 | 6 | 9 | 22 | 24 | 0 | 4 | 1.14 | 1.14 | $/kW
electric | demand | off-peak-summer | 0 | 0 | 6 | 9 | 0 | 24 | 5 | 6 | 1.14 | 1.14 | $/kW
electric | demand | off-peak-winter2 | 0 | 0 | 10 | 12 | 0 | 7 | 0 | 4 | 1.14 | 1.14 | $/kW
electric | demand | on-peak-winter2 | 0 | 0 | 10 | 12 | 7 | 22 | 0 | 4 | 13.451 | 13.451 | $/kW
electric | demand | off-peak-winter2 | 0 | 0 | 10 | 12 | 22 | 24 | 0 | 4 | 1.14 | 1.14 | $/kW
electric | demand | off-peak-winter2 | 0 | 0 | 10 | 12 | 0 | 24 | 5 | 6 | 1.14 | 1.14 | $/kW
electric | demand | off-peak-winter1 | 5000 | 0 | 1 | 5 | 0 | 7 | 0 | 4 | 1.006 | 1.006 | $/kW
electric | demand | on-peak-winter1 | 5000 | 0 | 1 | 5 | 7 | 22 | 0 | 4 | 13.317 | 13.317 | $/kW
electric | demand | off-peak-winter1 | 5000 | 0 | 1 | 5 | 22 | 24 | 0 | 4 | 1.006 | 1.006 | $/kW
electric | demand | off-peak-winter1 | 5000 | 0 | 1 | 5 | 0 | 24 | 5 | 6 | 1.006 | 1.006 | $/kW
electric | demand | off-peak-summer | 5000 | 0 | 6 | 9 | 0 | 10 | 0 | 4 | 1.006 | 1.006 | $/kW
electric | demand | on-peak-summer | 5000 | 0 | 6 | 9 | 10 | 22 | 0 | 4 | 13.317 | 13.317 | $/kW
electric | demand | off-peak-summer | 5000 | 0 | 6 | 9 | 22 | 24 | 0 | 4 | 1.006 | 1.006 | $/kW
electric | demand | off-peak-summer | 5000 | 0 | 6 | 9 | 0 | 24 | 5 | 6 | 1.006 | 1.006 | $/kW
electric | demand | off-peak-winter2 | 5000 | 0 | 10 | 12 | 0 | 7 | 0 | 4 | 1.006 | 1.006 | $/kW
electric | demand | on-peak-winter2 | 5000 | 0 | 10 | 12 | 7 | 22 | 0 | 4 | 13.317 | 13.317 | $/kW
electric | demand | off-peak-winter2 | 5000 | 0 | 10 | 12 | 22 | 24 | 0 | 4 | 1.006 | 1.006 | $/kW
electric | demand | off-peak-winter2 | 5000 | 0 | 10 | 12 | 0 | 24 | 5 | 6 | 1.006 | 1.006 | $/kW

## 40000123012
utility | type | period | basic_charge_limit (imperial) | basic_charge_limit (metric) | month_start | month_end | hour_start | hour_end | weekday_start | weekday_end | charge (imperial) | charge (metric) | units | Notes
electric | customer | [9 empty] | 300 | 300 | $/month
electric | energy |  | 0 | 0 | 1 | 5 | 0 | 24 | 0 | 6 | 0.019934 | 0.019934 | $/kWh | Includes Fuel Cost Adjustment (FCA) Factor
electric | energy |  | 0 | 0 | 6 | 9 | 0 | 14 | 0 | 4 | 0.021062 | 0.021062 | $/kWh
electric | energy |  | 0 | 0 | 6 | 9 | 14 | 19 | 0 | 4 | 0.078526 | 0.078526 | $/kWh
electric | energy |  | 0 | 0 | 6 | 9 | 19 | 24 | 0 | 4 | 0.021062 | 0.021062 | $/kWh
electric | energy |  | 0 | 0 | 6 | 9 | 0 | 24 | 5 | 6 | 0.021062 | 0.021062 | $/kWh
electric | energy |  | 0 | 0 | 10 | 10 | 0 | 24 | 0 | 6 | 0.025274 | 0.025274 | $/kWh
electric | energy |  | 0 | 0 | 11 | 12 | 0 | 24 | 0 | 6 | 0.022552 | 0.022552 | $/kWh
electric | demand | maximum | 0 | 0 | 1 | 12 | 0 | 24 | 0 | 6 | 7.128 | 7.128 | $/kW

## 53001280001
utility | type | period | basic_charge_limit (imperial) | basic_charge_limit (metric) | month_start | month_end | hour_start | hour_end | weekday_start | weekday_end | charge (imperial) | charge (metric) | units | Notes
electric | customer | [9 empty] | 1715 | 1715 | $/month | Power Service Agreement required for this rate schedule
electric | energy |  | 0 | 0 | 1 | 12 | 0 | 24 | 0 | 6 | 0.04483 | 0.04483 | $/kWh
electric | demand | annual | 0 | 0 | 1 | 12 | 0 | 24 | 0 | 6 | 5.11 | 5.11 | $/kW
gas | customer | [9 empty] | 33.84 | 33.84 | $/month
gas | energy |  | 0 | 0 | 1 | 12 | 0 | 24 | 0 | 6 | 0.91728 | 0.32393 | $/therm or $/m3

## 36002001004
utility | type | period | basic_charge_limit (imperial) | basic_charge_limit (metric) | month_start | month_end | hour_start | hour_end | weekday_start | weekday_end | charge (imperial) | charge (metric) | units | Notes
electric | customer | [9 empty] | 143.09 | 143.09 | $/month
electric | energy |  | 0 | 0 | 1 | 12 | 0 | 24 | 0 | 6 | 0.0079 | 0.0079 | $/kWh
electric | demand | winter-peak1 | 0 | 0 | 1 | 5 | 8 | 22 | 0 | 4 | 13.96 | 13.96 | $/kW
electric | demand | winter-all-hours1 | 0 | 0 | 1 | 5 | 0 | 24 | 0 | 6 | 4.21 | 4.21 | $/kW
electric | demand | summer-peak | 0 | 0 | 6 | 9 | 8 | 22 | 0 | 4 | 18.44 | 18.44 | $/kW
electric | demand | summer-super-peak | 0 | 0 | 6 | 9 | 8 | 18 | 0 | 4 | 9.15 | 9.15 | $/kW
electric | demand | summer-all-hours | 0 | 0 | 6 | 9 | 0 | 24 | 0 | 6 | 16.66 | 16.66 | $/kW
electric | demand | winter-peak2 | 0 | 0 | 10 | 12 | 8 | 22 | 0 | 4 | 13.96 | 13.96 | $/kW
electric | demand | winter-all-hours2 | 0 | 0 | 10 | 12 | 0 | 24 | 0 | 6 | 4.21 | 4.21 | $/kW
gas | energy |  | 0 | 0 | 1 | 12 | 0 | 24 | 0 | 6 | 250 | 88.2868 | $/therm or $/m3
gas | energy |  | 10 | 28.3168 | 1 | 12 | 0 | 24 | 0 | 6 | 0.2632 | 0.092948 | $/therm or $/m3

## 32000011001
utility | type | period | basic_charge_limit (imperial) | basic_charge_limit (metric) | month_start | month_end | hour_start | hour_end | weekday_start | weekday_end | charge (imperial) | charge (metric) | units | Notes
electric | customer | [9 empty] | 214.1 | 214.1 | $/month
electric | energy |  | 0 | 0 | 1 | 5 | 0 | 24 | 0 | 6 | 0.04591 | 0.04591 | $/kWh
electric | energy |  | 0 | 0 | 6 | 9 | 0 | 10 | 0 | 6 | 0.04428 | 0.04428 | $/kWh
electric | energy |  | 0 | 0 | 6 | 9 | 10 | 13 | 0 | 6 | 0.05612 | 0.05612 | $/kWh
electric | energy |  | 0 | 0 | 6 | 9 | 13 | 19 | 0 | 6 | 0.08168 | 0.08168 | $/kWh
electric | energy |  | 0 | 0 | 6 | 9 | 19 | 22 | 0 | 6 | 0.05612 | 0.05612 | $/kWh
electric | energy |  | 0 | 0 | 6 | 9 | 22 | 24 | 0 | 6 | 0.04428 | 0.04428 | $/kWh
electric | energy |  | 0 | 0 | 10 | 12 | 0 | 24 | 0 | 6 | 0.04591 | 0.04591 | $/kWh
electric | demand | winter1 | 0 | 0 | 1 | 5 | 0 | 24 | 0 | 6 | 3.58 | 3.58 | $/kW
electric | demand | summer-off-peak | 0 | 0 | 6 | 9 | 0 | 10 | 0 | 6 | 2.73 | 2.73 | $/kW
electric | demand | summer-mid-peak | 0 | 0 | 6 | 9 | 10 | 13 | 0 | 6 | 6.09 | 6.09 | $/kW
electric | demand | summer-on-peak | 0 | 0 | 6 | 9 | 13 | 19 | 0 | 6 | 16.34 | 16.34 | $/kW
electric | demand | summer-mid-peak | 0 | 0 | 6 | 9 | 19 | 22 | 0 | 6 | 6.09 | 6.09 | $/kW
electric | demand | summer-off-peak | 0 | 0 | 6 | 9 | 22 | 24 | 0 | 6 | 2.73 | 2.73 | $/kW
electric | demand | winter2 | 0 | 0 | 10 | 12 | 0 | 24 | 0 | 6 | 3.58 | 3.58 | $/kW

## 36002001006
utility | type | period | basic_charge_limit (imperial) | basic_charge_limit (metric) | month_start | month_end | hour_start | hour_end | weekday_start | weekday_end | charge (imperial) | charge (metric) | units | Notes
electric | customer | [9 empty] | 143.09 | 143.09 | $/month
electric | energy |  | 0 | 0 | 1 | 12 | 0 | 24 | 0 | 6 | 0.0079 | 0.0079 | $/kWh
electric | demand | winter-peak1 | 0 | 0 | 1 | 5 | 8 | 22 | 0 | 4 | 13.96 | 13.96 | $/kW
electric | demand | winter-all-hours1 | 0 | 0 | 1 | 5 | 0 | 24 | 0 | 6 | 4.21 | 4.21 | $/kW
electric | demand | summer-peak | 0 | 0 | 6 | 9 | 8 | 22 | 0 | 4 | 18.44 | 18.44 | $/kW
electric | demand | summer-super-peak | 0 | 0 | 6 | 9 | 8 | 18 | 0 | 4 | 9.15 | 9.15 | $/kW
electric | demand | summer-all-hours | 0 | 0 | 6 | 9 | 0 | 24 | 0 | 6 | 16.66 | 16.66 | $/kW
electric | demand | winter-peak2 | 0 | 0 | 10 | 12 | 8 | 22 | 0 | 4 | 13.96 | 13.96 | $/kW
electric | demand | winter-all-hours2 | 0 | 0 | 10 | 12 | 0 | 24 | 0 | 6 | 4.21 | 4.21 | $/kW
gas | energy |  | 0 | 0 | 1 | 12 | 0 | 24 | 0 | 6 | 250 | 88.2868 | $/therm or $/m3
gas | energy |  | 10 | 28.3168 | 1 | 12 | 0 | 24 | 0 | 6 | 0.2632 | 0.092948 | $/therm or $/m3

## 41000017001
utility | type | period | basic_charge_limit (imperial) | basic_charge_limit (metric) | month_start | month_end | hour_start | hour_end | weekday_start | weekday_end | charge (imperial) | charge (metric) | units | Notes
electric | customer | [9 empty] | 1890 | 1890 | $/month
electric | energy |  | 0 | 0 | 1 | 12 | 0 | 6 | 0 | 5 | 0.04367 | 0.04367 | $/kWh
electric | energy |  | 0 | 0 | 1 | 12 | 6 | 22 | 0 | 5 | 0.05867 | 0.05867 | $/kWh
electric | energy |  | 0 | 0 | 1 | 12 | 22 | 24 | 0 | 5 | 0.04367 | 0.04367 | $/kWh
electric | energy |  | 0 | 0 | 1 | 12 | 0 | 24 | 6 | 6 | 0.04367 | 0.04367 | $/kWh
electric | demand | maximum | 0 | 0 | 1 | 12 | 0 | 24 | 0 | 6 | 1.49 | 1.49 | $/kW
electric | demand | on-peak | 0 | 0 | 1 | 12 | 6 | 22 | 0 | 5 | 3.29 | 3.29 | $/kW
electric | demand | maximum | 4000 | 4000 | 1 | 12 | 0 | 24 | 0 | 6 | 1.18 | 1.18 | $/kW
gas | customer | [9 empty] | 325 | 325 | $/month
gas | energy |  | 0 | 0 | 1 | 12 | 0 | 24 | 0 | 6 | 0.58665 | 0.20717 | $/therm or $/m3
gas | energy |  | 2000 | 5663.36 | 1 | 12 | 0 | 24 | 0 | 6 | 0.56692 | 0.20021 | $/therm or $/m3

## 47000245002
utility | type | period | basic_charge_limit (imperial) | basic_charge_limit (metric) | month_start | month_end | hour_start | hour_end | weekday_start | weekday_end | charge (imperial) | charge (metric) | units | Notes
electric | customer | [9 empty] | 1910 | 1910 | $/month
electric | energy |  | 0 | 0 | 1 | 3 | 0 | 5 | 0 | 4 | 0.04381 | 0.04381 | $/kWh
electric | energy |  | 0 | 0 | 1 | 3 | 5 | 11 | 0 | 4 | 0.0515 | 0.0515 | $/kWh
electric | energy |  | 0 | 0 | 1 | 3 | 11 | 24 | 0 | 4 | 0.04381 | 0.04381 | $/kWh
electric | energy |  | 0 | 0 | 1 | 3 | 0 | 24 | 5 | 6 | 0.04381 | 0.04381 | $/kWh
electric | energy |  | 0 | 0 | 4 | 4 | 0 | 24 | 0 | 4 | 0.04127 | 0.04127 | $/kWh
electric | energy |  | 0 | 0 | 6 | 9 | 0 | 14 | 0 | 4 | 0.04159 | 0.04159 | $/kWh
electric | energy |  | 0 | 0 | 6 | 9 | 14 | 20 | 0 | 4 | 0.0665 | 0.0665 | $/kWh
electric | energy |  | 0 | 0 | 6 | 9 | 20 | 24 | 0 | 4 | 0.04159 | 0.04159 | $/kWh
electric | energy |  | 0 | 0 | 6 | 9 | 0 | 24 | 5 | 6 | 0.04159 | 0.04159 | $/kWh
electric | energy |  | 0 | 0 | 10 | 11 | 0 | 24 | 0 | 4 | 0.04127 | 0.04127 | $/kWh
electric | energy |  | 0 | 0 | 12 | 12 | 0 | 5 | 0 | 4 | 0.04381 | 0.04381 | $/kWh
electric | energy |  | 0 | 0 | 12 | 12 | 5 | 11 | 0 | 4 | 0.0515 | 0.0515 | $/kWh
electric | energy |  | 0 | 0 | 12 | 12 | 11 | 24 | 0 | 4 | 0.04381 | 0.04381 | $/kWh
electric | energy |  | 0 | 0 | 12 | 12 | 0 | 24 | 5 | 6 | 0.04381 | 0.04381 | $/kWh
electric | demand | winter-peak1 | 0 | 0 | 1 | 3 | 5 | 11 | 0 | 4 | 9.9 | 9.9 | $/kW
electric | demand | transition-peak1 | 0 | 0 | 4 | 5 | 14 | 20 | 0 | 4 | 9.9 | 9.9 | $/kW
electric | demand | summer-peak | 0 | 0 | 6 | 9 | 14 | 20 | 0 | 4 | 10.87 | 10.87 | $/kW
electric | demand | transition-peak2 | 0 | 0 | 10 | 10 | 14 | 20 | 0 | 4 | 9.9 | 9.9 | $/kW
electric | demand | winter-peak2 | 0 | 0 | 11 | 12 | 5 | 11 | 0 | 4 | 9.9 | 9.9 | $/kW
electric | demand | maximum | 0 | 0 | 1 | 12 | 0 | 24 | 0 | 6 | 5.46 | 5.46 | $/kW

## 24000001002
utility | type | period | basic_charge_limit (imperial) | basic_charge_limit (metric) | month_start | month_end | hour_start | hour_end | weekday_start | weekday_end | charge (imperial) | charge (metric) | units | Notes
electric | customer | [9 empty] | 600 | 600 | $/month
electric | energy |  | 0 | 0 | 1 | 5 | 0 | 7 | 0 | 4 | 0.05727 | 0.05727 | $/kWh
electric | energy |  | 0 | 0 | 1 | 5 | 7 | 11 | 0 | 4 | 0.08667 | 0.08667 | $/kWh
electric | energy |  | 0 | 0 | 1 | 5 | 11 | 17 | 0 | 4 | 0.07888 | 0.07888 | $/kWh
electric | energy |  | 0 | 0 | 1 | 5 | 17 | 21 | 0 | 4 | 0.08667 | 0.08667 | $/kWh
electric | energy |  | 0 | 0 | 1 | 5 | 21 | 24 | 0 | 4 | 0.05727 | 0.05727 | $/kWh
electric | energy |  | 0 | 0 | 1 | 5 | 0 | 24 | 5 | 6 | 0.05727 | 0.05727 | $/kWh
electric | energy |  | 0 | 0 | 6 | 9 | 0 | 7 | 0 | 4 | 0.05727 | 0.05727 | $/kWh
electric | energy |  | 0 | 0 | 6 | 9 | 7 | 10 | 0 | 4 | 0.07888 | 0.07888 | $/kWh
electric | energy |  | 0 | 0 | 6 | 9 | 10 | 20 | 0 | 4 | 0.08667 | 0.08667 | $/kWh
electric | energy |  | 0 | 0 | 6 | 9 | 20 | 23 | 0 | 4 | 0.07888 | 0.07888 | $/kWh
electric | energy |  | 0 | 0 | 6 | 9 | 23 | 24 | 0 | 4 | 0.05727 | 0.05727 | $/kWh
electric | energy |  | 0 | 0 | 6 | 9 | 0 | 24 | 5 | 6 | 0.05727 | 0.05727 | $/kWh
electric | energy |  | 0 | 0 | 10 | 12 | 0 | 7 | 0 | 4 | 0.05727 | 0.05727 | $/kWh
electric | energy |  | 0 | 0 | 10 | 12 | 7 | 11 | 0 | 4 | 0.07888 | 0.07888 | $/kWh
electric | energy |  | 0 | 0 | 10 | 12 | 11 | 17 | 0 | 4 | 0.08667 | 0.08667 | $/kWh
electric | energy |  | 0 | 0 | 10 | 12 | 17 | 21 | 0 | 4 | 0.07888 | 0.07888 | $/kWh
electric | energy |  | 0 | 0 | 10 | 12 | 21 | 24 | 0 | 4 | 0.05727 | 0.05727 | $/kWh
electric | energy |  | 0 | 0 | 10 | 12 | 0 | 24 | 5 | 6 | 0.05727 | 0.05727 | $/kWh
electric | demand | annual | 0 | 0 | 1 | 12 | 0 | 24 | 0 | 6 | 7.04 | 7.04 | $/kW

## 42006056001
utility | type | period | basic_charge_limit (imperial) | basic_charge_limit (metric) | month_start | month_end | hour_start | hour_end | weekday_start | weekday_end | charge (imperial) | charge (metric) | units | Notes
electric | customer | [9 empty] | 3413.98 | 3413.98 | $/month
electric | demand | annual | 0 | 0 | 1 | 12 | 8 | 20 | 0 | 4 | 1.86 | 1.86 | $/kW

## 53000776001
utility | type | period | basic_charge_limit (imperial) | basic_charge_limit (metric) | month_start | month_end | hour_start | hour_end | weekday_start | weekday_end | charge (imperial) | charge (metric) | units | Notes
electric | customer | [9 empty] | 358.11 | 358.11 | $/month
electric | demand | winter1 | 0 | 0 | 1 | 3 | 0 | 24 | 0 | 6 | 12.56 | 12.56 | $/kW
electric | demand | summer | 0 | 0 | 4 | 9 | 0 | 24 | 0 | 6 | 8.48 | 8.48 | $/kW
electric | demand | winter2 | 0 | 0 | 10 | 12 | 0 | 24 | 0 | 6 | 12.56 | 12.56 | $/kW
electric | energy |  | 0 | 0 | 1 | 12 | 0 | 24 | 0 | 6 | 0.070949 | 0.070949 | $/kWh
gas | customer | [9 empty] | 33.84 | 33.84 | $/month
gas | energy |  | 0 | 0 | 1 | 12 | 0 | 24 | 0 | 6 | 0.91728 | 0.32393 | $/therm or $/m3

## 47000940001
utility | type | period | basic_charge_limit (imperial) | basic_charge_limit (metric) | month_start | month_end | hour_start | hour_end | weekday_start | weekday_end | charge (imperial) | charge (metric) | units | Notes
electric | customer | [9 empty] | 2005.26 | 2005.26 | $/month
electric | energy |  | 0 | 0 | 1 | 1 | 0 | 4 | 0 | 4 | 0.06318 | 0.06318 | $/kWh
electric | energy |  | 0 | 0 | 1 | 1 | 4 | 10 | 0 | 4 | 0.09011 | 0.09011 | $/kWh | Includes TVA Fuel Cost Adjustment
electric | energy |  | 0 | 0 | 1 | 1 | 10 | 24 | 0 | 4 | 0.06318 | 0.06318 | $/kWh
electric | energy |  | 0 | 0 | 2 | 2 | 0 | 4 | 0 | 4 | 0.06229 | 0.06229 | $/kWh
electric | energy |  | 0 | 0 | 2 | 2 | 4 | 10 | 0 | 4 | 0.08922 | 0.08922 | $/kWh
electric | energy |  | 0 | 0 | 2 | 2 | 10 | 24 | 0 | 4 | 0.06229 | 0.06229 | $/kWh
electric | energy |  | 0 | 0 | 3 | 3 | 0 | 4 | 0 | 4 | 0.06303 | 0.06303 | $/kWh
electric | energy |  | 0 | 0 | 3 | 3 | 4 | 10 | 0 | 4 | 0.08996 | 0.08996 | $/kWh
electric | energy |  | 0 | 0 | 3 | 3 | 10 | 24 | 0 | 4 | 0.06303 | 0.06303 | $/kWh
electric | energy |  | 0 | 0 | 4 | 4 | 0 | 13 | 0 | 4 | 0.06806 | 0.06806 | $/kWh
electric | energy |  | 0 | 0 | 4 | 4 | 13 | 19 | 0 | 4 | 0.09499 | 0.09499 | $/kWh
electric | energy |  | 0 | 0 | 4 | 4 | 20 | 24 | 0 | 4 | 0.06806 | 0.06806 | $/kWh
electric | energy |  | 0 | 0 | 5 | 5 | 0 | 13 | 0 | 4 | 0.06476 | 0.06476 | $/kWh
electric | energy |  | 0 | 0 | 5 | 5 | 13 | 19 | 0 | 4 | 0.09169 | 0.09169 | $/kWh
electric | energy |  | 0 | 0 | 5 | 5 | 20 | 24 | 0 | 4 | 0.06476 | 0.06476 | $/kWh
electric | energy |  | 0 | 0 | 6 | 6 | 0 | 13 | 0 | 4 | 0.06484 | 0.06484 | $/kWh
electric | energy |  | 0 | 0 | 6 | 6 | 13 | 19 | 0 | 4 | 0.09177 | 0.09177 | $/kWh
electric | energy |  | 0 | 0 | 6 | 6 | 20 | 24 | 0 | 4 | 0.06484 | 0.06484 | $/kWh
electric | energy |  | 0 | 0 | 7 | 7 | 0 | 13 | 0 | 4 | 0.06663 | 0.06663 | $/kWh
electric | energy |  | 0 | 0 | 7 | 7 | 13 | 19 | 0 | 4 | 0.09356 | 0.09356 | $/kWh
electric | energy |  | 0 | 0 | 7 | 7 | 20 | 24 | 0 | 4 | 0.06663 | 0.06663 | $/kWh
electric | energy |  | 0 | 0 | 8 | 8 | 0 | 13 | 0 | 4 | 0.06634 | 0.06634 | $/kWh
electric | energy |  | 0 | 0 | 8 | 8 | 13 | 19 | 0 | 4 | 0.09327 | 0.09327 | $/kWh
electric | energy |  | 0 | 0 | 8 | 8 | 20 | 24 | 0 | 4 | 0.06634 | 0.06634 | $/kWh
electric | energy |  | 0 | 0 | 9 | 9 | 0 | 13 | 0 | 4 | 0.06557 | 0.06557 | $/kWh
electric | energy |  | 0 | 0 | 9 | 9 | 13 | 19 | 0 | 4 | 0.0925 | 0.0925 | $/kWh
electric | energy |  | 0 | 0 | 9 | 9 | 20 | 24 | 0 | 4 | 0.06557 | 0.06557 | $/kWh
electric | energy |  | 0 | 0 | 10 | 10 | 0 | 13 | 0 | 4 | 0.046603 | 0.046603 | $/kWh
electric | energy |  | 0 | 0 | 10 | 10 | 13 | 19 | 0 | 4 | 0.073533 | 0.073533 | $/kWh
electric | energy |  | 0 | 0 | 10 | 10 | 20 | 24 | 0 | 4 | 0.046603 | 0.046603 | $/kWh
electric | energy |  | 0 | 0 | 11 | 11 | 0 | 4 | 0 | 4 | 0.06973 | 0.06973 | $/kWh
electric | energy |  | 0 | 0 | 11 | 11 | 4 | 10 | 0 | 4 | 0.09666 | 0.09666 | $/kWh
electric | energy |  | 0 | 0 | 11 | 11 | 10 | 24 | 0 | 4 | 0.06973 | 0.06973 | $/kWh
electric | energy |  | 0 | 0 | 12 | 12 | 0 | 4 | 0 | 4 | 0.0715 | 0.0715 | $/kWh
electric | energy |  | 0 | 0 | 12 | 12 | 4 | 10 | 0 | 4 | 0.09843 | 0.09843 | $/kWh
electric | energy |  | 0 | 0 | 12 | 12 | 10 | 24 | 0 | 4 | 0.0715 | 0.0715 | $/kWh
electric | energy |  | 0 | 0 | 1 | 1 | 0 | 24 | 5 | 6 | 0.06318 | 0.06318 | $/kWh
electric | energy |  | 0 | 0 | 2 | 2 | 0 | 24 | 5 | 6 | 0.06229 | 0.06229 | $/kWh
electric | energy |  | 0 | 0 | 3 | 3 | 0 | 24 | 5 | 6 | 0.06303 | 0.06303 | $/kWh
electric | energy |  | 0 | 0 | 4 | 4 | 0 | 24 | 5 | 6 | 0.06806 | 0.06806 | $/kWh
electric | energy |  | 0 | 0 | 5 | 5 | 0 | 24 | 5 | 6 | 0.06476 | 0.06476 | $/kWh
electric | energy |  | 0 | 0 | 6 | 6 | 0 | 24 | 5 | 6 | 0.06484 | 0.06484 | $/kWh
electric | energy |  | 0 | 0 | 7 | 7 | 0 | 24 | 5 | 6 | 0.06663 | 0.06663 | $/kWh
electric | energy |  | 0 | 0 | 8 | 8 | 0 | 24 | 5 | 6 | 0.06634 | 0.06634 | $/kWh
electric | energy |  | 0 | 0 | 9 | 9 | 0 | 24 | 5 | 6 | 0.06557 | 0.06557 | $/kWh
electric | energy |  | 0 | 0 | 10 | 10 | 0 | 24 | 5 | 6 | 0.046603 | 0.046603 | $/kWh
electric | energy |  | 0 | 0 | 11 | 11 | 0 | 24 | 5 | 6 | 0.06973 | 0.06973 | $/kWh
electric | energy |  | 0 | 0 | 12 | 12 | 0 | 24 | 5 | 6 | 0.0715 | 0.0715 | $/kWh
electric | demand | winter-peak1 | 0 | 0 | 1 | 3 | 4 | 10 | 0 | 4 | 11.74 | 11.74 | $/kW
electric | demand | summer-peak | 0 | 0 | 4 | 10 | 13 | 19 | 0 | 4 | 11.74 | 11.74 | $/kW
electric | demand | winter-peak2 | 0 | 0 | 11 | 12 | 4 | 10 | 0 | 4 | 11.74 | 11.74 | $/kW
electric | demand | maximum | 0 | 0 | 1 | 12 | 0 | 24 | 0 | 6 | 5.6 | 5.6 | $/kW

## 36007136001
utility | type | period | basic_charge_limit (imperial) | basic_charge_limit (metric) | month_start | month_end | hour_start | hour_end | weekday_start | weekday_end | charge (imperial) | charge (metric) | units | Notes
gas | customer | [9 empty] | 781 | 781 | $/month | Had to use an average since rates are defined each day at 4 PM
gas | energy |  | 5000 | 14158.4 | 1 | 12 | 0 | 24 | 0 | 6 | 0.11265 | 0.039782 | $/therm or $/m3
electric | customer | [9 empty] | 2000 | 2000 | $/month
electric | demand | maximum | 0 | 0 | 1 | 12 | 0 | 24 | 0 | 6 | 10.77 | 10.77 | $/kW
electric | energy |  | 0 | 0 | 1 | 1 | 0 | 1 | 0 | 0 | 0.02118 | 0.02118 | $/kWh | Actual historical prices averaged over the month
electric | energy |  | 0 | 0 | 1 | 1 | 0 | 1 | 1 | 1 | 0.02169 | 0.02169 | $/kWh
electric | energy |  | 0 | 0 | 1 | 1 | 0 | 1 | 2 | 2 | 0.021485 | 0.021485 | $/kWh
electric | energy |  | 0 | 0 | 1 | 1 | 0 | 1 | 3 | 3 | 0.02042 | 0.02042 | $/kWh
electric | energy |  | 0 | 0 | 1 | 1 | 0 | 1 | 4 | 4 | 0.019894 | 0.019894 | $/kWh
electric | energy |  | 0 | 0 | 1 | 1 | 0 | 1 | 5 | 5 | 0.021728 | 0.021728 | $/kWh
electric | energy |  | 0 | 0 | 1 | 1 | 0 | 1 | 6 | 6 | 0.02173 | 0.02173 | $/kWh
electric | energy |  | 0 | 0 | 1 | 1 | 1 | 2 | 0 | 0 | 0.020295 | 0.020295 | $/kWh
electric | energy |  | 0 | 0 | 1 | 1 | 1 | 2 | 1 | 1 | 0.020005 | 0.020005 | $/kWh
electric | energy |  | 0 | 0 | 1 | 1 | 1 | 2 | 2 | 2 | 0.02031 | 0.02031 | $/kWh
electric | energy |  | 0 | 0 | 1 | 1 | 1 | 2 | 3 | 3 | 0.01944 | 0.01944 | $/kWh
electric | energy |  | 0 | 0 | 1 | 1 | 1 | 2 | 4 | 4 | 0.01871 | 0.01871 | $/kWh
electric | energy |  | 0 | 0 | 1 | 1 | 1 | 2 | 5 | 5 | 0.020056 | 0.020056 | $/kWh
electric | energy |  | 0 | 0 | 1 | 1 | 1 | 2 | 6 | 6 | 0.019692 | 0.019692 | $/kWh
electric | energy |  | 0 | 0 | 1 | 1 | 2 | 3 | 0 | 0 | 0.019822 | 0.019822 | $/kWh
electric | energy |  | 0 | 0 | 1 | 1 | 2 | 3 | 1 | 1 | 0.019532 | 0.019532 | $/kWh
electric | energy |  | 0 | 0 | 1 | 1 | 2 | 3 | 2 | 2 | 0.019613 | 0.019613 | $/kWh
electric | energy |  | 0 | 0 | 1 | 1 | 2 | 3 | 3 | 3 | 0.018995 | 0.018995 | $/kWh
electric | energy |  | 0 | 0 | 1 | 1 | 2 | 3 | 4 | 4 | 0.017996 | 0.017996 | $/kWh
electric | energy |  | 0 | 0 | 1 | 1 | 2 | 3 | 5 | 5 | 0.01956 | 0.01956 | $/kWh
electric | energy |  | 0 | 0 | 1 | 1 | 2 | 3 | 6 | 6 | 0.019366 | 0.019366 | $/kWh
electric | energy |  | 0 | 0 | 1 | 1 | 3 | 4 | 0 | 0 | 0.019495 | 0.019495 | $/kWh
electric | energy |  | 0 | 0 | 1 | 1 | 3 | 4 | 1 | 1 | 0.019078 | 0.019078 | $/kWh
electric | energy |  | 0 | 0 | 1 | 1 | 3 | 4 | 2 | 2 | 0.019665 | 0.019665 | $/kWh
electric | energy |  | 0 | 0 | 1 | 1 | 3 | 4 | 3 | 3 | 0.018972 | 0.018972 | $/kWh
electric | energy |  | 0 | 0 | 1 | 1 | 3 | 4 | 4 | 4 | 0.01794 | 0.01794 | $/kWh
electric | energy |  | 0 | 0 | 1 | 1 | 3 | 4 | 5 | 5 | 0.019416 | 0.019416 | $/kWh
electric | energy |  | 0 | 0 | 1 | 1 | 3 | 4 | 6 | 6 | 0.01858 | 0.01858 | $/kWh
electric | energy |  | 0 | 0 | 1 | 1 | 4 | 5 | 0 | 0 | 0.02056 | 0.02056 | $/kWh
electric | energy |  | 0 | 0 | 1 | 1 | 4 | 5 | 1 | 1 | 0.020047 | 0.020047 | $/kWh
electric | energy |  | 0 | 0 | 1 | 1 | 4 | 5 | 2 | 2 | 0.020265 | 0.020265 | $/kWh
electric | energy |  | 0 | 0 | 1 | 1 | 4 | 5 | 3 | 3 | 0.019097 | 0.019097 | $/kWh
electric | energy |  | 0 | 0 | 1 | 1 | 4 | 5 | 4 | 4 | 0.017878 | 0.017878 | $/kWh
electric | energy |  | 0 | 0 | 1 | 1 | 4 | 5 | 5 | 5 | 0.019182 | 0.019182 | $/kWh
electric | energy |  | 0 | 0 | 1 | 1 | 4 | 5 | 6 | 6 | 0.018318 | 0.018318 | $/kWh
electric | energy |  | 0 | 0 | 1 | 1 | 5 | 6 | 0 | 0 | 0.023137 | 0.023137 | $/kWh
electric | energy |  | 0 | 0 | 1 | 1 | 5 | 6 | 1 | 1 | 0.021725 | 0.021725 | $/kWh
electric | energy |  | 0 | 0 | 1 | 1 | 5 | 6 | 2 | 2 | 0.02277 | 0.02277 | $/kWh
electric | energy |  | 0 | 0 | 1 | 1 | 5 | 6 | 3 | 3 | 0.020633 | 0.020633 | $/kWh
electric | energy |  | 0 | 0 | 1 | 1 | 5 | 6 | 4 | 4 | 0.01945 | 0.01945 | $/kWh
electric | energy |  | 0 | 0 | 1 | 1 | 5 | 6 | 5 | 5 | 0.019808 | 0.019808 | $/kWh
electric | energy |  | 0 | 0 | 1 | 1 | 5 | 6 | 6 | 6 | 0.018416 | 0.018416 | $/kWh
electric | energy |  | 0 | 0 | 1 | 1 | 6 | 7 | 0 | 0 | 0.027525 | 0.027525 | $/kWh
electric | energy |  | 0 | 0 | 1 | 1 | 6 | 7 | 1 | 1 | 0.027585 | 0.027585 | $/kWh
electric | energy |  | 0 | 0 | 1 | 1 | 6 | 7 | 2 | 2 | 0.027482 | 0.027482 | $/kWh
electric | energy |  | 0 | 0 | 1 | 1 | 6 | 7 | 3 | 3 | 0.02688 | 0.02688 | $/kWh
electric | energy |  | 0 | 0 | 1 | 1 | 6 | 7 | 4 | 4 | 0.024114 | 0.024114 | $/kWh
electric | energy |  | 0 | 0 | 1 | 1 | 6 | 7 | 5 | 5 | 0.020974 | 0.020974 | $/kWh
electric | energy |  | 0 | 0 | 1 | 1 | 6 | 7 | 6 | 6 | 0.020586 | 0.020586 | $/kWh
electric | energy |  | 0 | 0 | 1 | 1 | 7 | 8 | 0 | 0 | 0.031877 | 0.031877 | $/kWh
electric | energy |  | 0 | 0 | 1 | 1 | 7 | 8 | 1 | 1 | 0.03191 | 0.03191 | $/kWh
electric | energy |  | 0 | 0 | 1 | 1 | 7 | 8 | 2 | 2 | 0.031742 | 0.031742 | $/kWh
electric | energy |  | 0 | 0 | 1 | 1 | 7 | 8 | 3 | 3 | 0.032737 | 0.032737 | $/kWh
electric | energy |  | 0 | 0 | 1 | 1 | 7 | 8 | 4 | 4 | 0.032194 | 0.032194 | $/kWh
electric | energy |  | 0 | 0 | 1 | 1 | 7 | 8 | 5 | 5 | 0.026448 | 0.026448 | $/kWh
electric | energy |  | 0 | 0 | 1 | 1 | 7 | 8 | 6 | 6 | 0.021594 | 0.021594 | $/kWh
electric | energy |  | 0 | 0 | 1 | 1 | 8 | 9 | 0 | 0 | 0.033767 | 0.033767 | $/kWh
electric | energy |  | 0 | 0 | 1 | 1 | 8 | 9 | 1 | 1 | 0.032795 | 0.032795 | $/kWh
electric | energy |  | 0 | 0 | 1 | 1 | 8 | 9 | 2 | 2 | 0.03368 | 0.03368 | $/kWh
electric | energy |  | 0 | 0 | 1 | 1 | 8 | 9 | 3 | 3 | 0.035417 | 0.035417 | $/kWh
electric | energy |  | 0 | 0 | 1 | 1 | 8 | 9 | 4 | 4 | 0.033466 | 0.033466 | $/kWh
electric | energy |  | 0 | 0 | 1 | 1 | 8 | 9 | 5 | 5 | 0.032312 | 0.032312 | $/kWh
electric | energy |  | 0 | 0 | 1 | 1 | 8 | 9 | 6 | 6 | 0.02811 | 0.02811 | $/kWh
electric | energy |  | 0 | 0 | 1 | 1 | 9 | 10 | 0 | 0 | 0.033145 | 0.033145 | $/kWh
electric | energy |  | 0 | 0 | 1 | 1 | 9 | 10 | 1 | 1 | 0.031252 | 0.031252 | $/kWh
electric | energy |  | 0 | 0 | 1 | 1 | 9 | 10 | 2 | 2 | 0.032435 | 0.032435 | $/kWh
electric | energy |  | 0 | 0 | 1 | 1 | 9 | 10 | 3 | 3 | 0.03247 | 0.03247 | $/kWh
electric | energy |  | 0 | 0 | 1 | 1 | 9 | 10 | 4 | 4 | 0.032992 | 0.032992 | $/kWh
electric | energy |  | 0 | 0 | 1 | 1 | 9 | 10 | 5 | 5 | 0.030064 | 0.030064 | $/kWh
electric | energy |  | 0 | 0 | 1 | 1 | 9 | 10 | 6 | 6 | 0.02719 | 0.02719 | $/kWh
electric | energy |  | 0 | 0 | 1 | 1 | 10 | 11 | 0 | 0 | 0.03258 | 0.03258 | $/kWh
electric | energy |  | 0 | 0 | 1 | 1 | 10 | 11 | 1 | 1 | 0.03079 | 0.03079 | $/kWh
electric | energy |  | 0 | 0 | 1 | 1 | 10 | 11 | 2 | 2 | 0.032612 | 0.032612 | $/kWh
electric | energy |  | 0 | 0 | 1 | 1 | 10 | 11 | 3 | 3 | 0.031177 | 0.031177 | $/kWh
electric | energy |  | 0 | 0 | 1 | 1 | 10 | 11 | 4 | 4 | 0.032696 | 0.032696 | $/kWh
electric | energy |  | 0 | 0 | 1 | 1 | 10 | 11 | 5 | 5 | 0.029886 | 0.029886 | $/kWh
electric | energy |  | 0 | 0 | 1 | 1 | 10 | 11 | 6 | 6 | 0.02915 | 0.02915 | $/kWh
electric | energy |  | 0 | 0 | 1 | 1 | 11 | 12 | 0 | 0 | 0.031172 | 0.031172 | $/kWh
electric | energy |  | 0 | 0 | 1 | 1 | 11 | 12 | 1 | 1 | 0.030627 | 0.030627 | $/kWh
electric | energy |  | 0 | 0 | 1 | 1 | 11 | 12 | 2 | 2 | 0.031383 | 0.031383 | $/kWh
electric | energy |  | 0 | 0 | 1 | 1 | 11 | 12 | 3 | 3 | 0.03003 | 0.03003 | $/kWh
electric | energy |  | 0 | 0 | 1 | 1 | 11 | 12 | 4 | 4 | 0.029926 | 0.029926 | $/kWh
electric | energy |  | 0 | 0 | 1 | 1 | 11 | 12 | 5 | 5 | 0.028406 | 0.028406 | $/kWh
electric | energy |  | 0 | 0 | 1 | 1 | 11 | 12 | 6 | 6 | 0.030112 | 0.030112 | $/kWh
electric | energy |  | 0 | 0 | 1 | 1 | 12 | 13 | 0 | 0 | 0.029962 | 0.029962 | $/kWh
electric | energy |  | 0 | 0 | 1 | 1 | 12 | 13 | 1 | 1 | 0.029395 | 0.029395 | $/kWh
electric | energy |  | 0 | 0 | 1 | 1 | 12 | 13 | 2 | 2 | 0.029583 | 0.029583 | $/kWh
electric | energy |  | 0 | 0 | 1 | 1 | 12 | 13 | 3 | 3 | 0.02875 | 0.02875 | $/kWh
electric | energy |  | 0 | 0 | 1 | 1 | 12 | 13 | 4 | 4 | 0.027718 | 0.027718 | $/kWh
electric | energy |  | 0 | 0 | 1 | 1 | 12 | 13 | 5 | 5 | 0.02738 | 0.02738 | $/kWh
electric | energy |  | 0 | 0 | 1 | 1 | 12 | 13 | 6 | 6 | 0.028812 | 0.028812 | $/kWh
electric | energy |  | 0 | 0 | 1 | 1 | 13 | 14 | 0 | 0 | 0.028892 | 0.028892 | $/kWh
electric | energy |  | 0 | 0 | 1 | 1 | 13 | 14 | 1 | 1 | 0.028772 | 0.028772 | $/kWh
electric | energy |  | 0 | 0 | 1 | 1 | 13 | 14 | 2 | 2 | 0.02892 | 0.02892 | $/kWh
electric | energy |  | 0 | 0 | 1 | 1 | 13 | 14 | 3 | 3 | 0.027865 | 0.027865 | $/kWh
electric | energy |  | 0 | 0 | 1 | 1 | 13 | 14 | 4 | 4 | 0.027426 | 0.027426 | $/kWh
electric | energy |  | 0 | 0 | 1 | 1 | 13 | 14 | 5 | 5 | 0.026502 | 0.026502 | $/kWh
electric | energy |  | 0 | 0 | 1 | 1 | 13 | 14 | 6 | 6 | 0.027778 | 0.027778 | $/kWh
electric | energy |  | 0 | 0 | 1 | 1 | 14 | 15 | 0 | 0 | 0.028608 | 0.028608 | $/kWh
electric | energy |  | 0 | 0 | 1 | 1 | 14 | 15 | 1 | 1 | 0.02834 | 0.02834 | $/kWh
electric | energy |  | 0 | 0 | 1 | 1 | 14 | 15 | 2 | 2 | 0.028247 | 0.028247 | $/kWh
electric | energy |  | 0 | 0 | 1 | 1 | 14 | 15 | 3 | 3 | 0.02687 | 0.02687 | $/kWh
electric | energy |  | 0 | 0 | 1 | 1 | 14 | 15 | 4 | 4 | 0.027488 | 0.027488 | $/kWh
electric | energy |  | 0 | 0 | 1 | 1 | 14 | 15 | 5 | 5 | 0.026248 | 0.026248 | $/kWh
electric | energy |  | 0 | 0 | 1 | 1 | 14 | 15 | 6 | 6 | 0.027448 | 0.027448 | $/kWh
electric | energy |  | 0 | 0 | 1 | 1 | 15 | 16 | 0 | 0 | 0.028557 | 0.028557 | $/kWh
electric | energy |  | 0 | 0 | 1 | 1 | 15 | 16 | 1 | 1 | 0.028798 | 0.028798 | $/kWh
electric | energy |  | 0 | 0 | 1 | 1 | 15 | 16 | 2 | 2 | 0.028395 | 0.028395 | $/kWh
electric | energy |  | 0 | 0 | 1 | 1 | 15 | 16 | 3 | 3 | 0.027135 | 0.027135 | $/kWh
electric | energy |  | 0 | 0 | 1 | 1 | 15 | 16 | 4 | 4 | 0.027322 | 0.027322 | $/kWh
electric | energy |  | 0 | 0 | 1 | 1 | 15 | 16 | 5 | 5 | 0.02632 | 0.02632 | $/kWh
electric | energy |  | 0 | 0 | 1 | 1 | 15 | 16 | 6 | 6 | 0.02745 | 0.02745 | $/kWh
electric | energy |  | 0 | 0 | 1 | 1 | 16 | 17 | 0 | 0 | 0.032637 | 0.032637 | $/kWh
electric | energy |  | 0 | 0 | 1 | 1 | 16 | 17 | 1 | 1 | 0.03317 | 0.03317 | $/kWh
electric | energy |  | 0 | 0 | 1 | 1 | 16 | 17 | 2 | 2 | 0.03159 | 0.03159 | $/kWh
electric | energy |  | 0 | 0 | 1 | 1 | 16 | 17 | 3 | 3 | 0.03184 | 0.03184 | $/kWh
electric | energy |  | 0 | 0 | 1 | 1 | 16 | 17 | 4 | 4 | 0.031324 | 0.031324 | $/kWh
electric | energy |  | 0 | 0 | 1 | 1 | 16 | 17 | 5 | 5 | 0.030372 | 0.030372 | $/kWh
electric | energy |  | 0 | 0 | 1 | 1 | 16 | 17 | 6 | 6 | 0.031044 | 0.031044 | $/kWh
electric | energy |  | 0 | 0 | 1 | 1 | 17 | 18 | 0 | 0 | 0.04334 | 0.04334 | $/kWh
electric | energy |  | 0 | 0 | 1 | 1 | 17 | 18 | 1 | 1 | 0.04212 | 0.04212 | $/kWh
electric | energy |  | 0 | 0 | 1 | 1 | 17 | 18 | 2 | 2 | 0.040802 | 0.040802 | $/kWh
electric | energy |  | 0 | 0 | 1 | 1 | 17 | 18 | 3 | 3 | 0.042692 | 0.042692 | $/kWh
electric | energy |  | 0 | 0 | 1 | 1 | 17 | 18 | 4 | 4 | 0.041718 | 0.041718 | $/kWh
electric | energy |  | 0 | 0 | 1 | 1 | 17 | 18 | 5 | 5 | 0.039562 | 0.039562 | $/kWh
electric | energy |  | 0 | 0 | 1 | 1 | 17 | 18 | 6 | 6 | 0.043326 | 0.043326 | $/kWh
electric | energy |  | 0 | 0 | 1 | 1 | 18 | 19 | 0 | 0 | 0.036015 | 0.036015 | $/kWh
electric | energy |  | 0 | 0 | 1 | 1 | 18 | 19 | 1 | 1 | 0.03776 | 0.03776 | $/kWh
electric | energy |  | 0 | 0 | 1 | 1 | 18 | 19 | 2 | 2 | 0.035733 | 0.035733 | $/kWh
electric | energy |  | 0 | 0 | 1 | 1 | 18 | 19 | 3 | 3 | 0.036445 | 0.036445 | $/kWh
electric | energy |  | 0 | 0 | 1 | 1 | 18 | 19 | 4 | 4 | 0.036852 | 0.036852 | $/kWh
electric | energy |  | 0 | 0 | 1 | 1 | 18 | 19 | 5 | 5 | 0.03705 | 0.03705 | $/kWh
electric | energy |  | 0 | 0 | 1 | 1 | 18 | 19 | 6 | 6 | 0.04375 | 0.04375 | $/kWh
electric | energy |  | 0 | 0 | 1 | 1 | 19 | 20 | 0 | 0 | 0.032585 | 0.032585 | $/kWh
electric | energy |  | 0 | 0 | 1 | 1 | 19 | 20 | 1 | 1 | 0.032692 | 0.032692 | $/kWh
electric | energy |  | 0 | 0 | 1 | 1 | 19 | 20 | 2 | 2 | 0.03169 | 0.03169 | $/kWh
electric | energy |  | 0 | 0 | 1 | 1 | 19 | 20 | 3 | 3 | 0.03265 | 0.03265 | $/kWh
electric | energy |  | 0 | 0 | 1 | 1 | 19 | 20 | 4 | 4 | 0.032272 | 0.032272 | $/kWh
electric | energy |  | 0 | 0 | 1 | 1 | 19 | 20 | 5 | 5 | 0.033072 | 0.033072 | $/kWh
electric | energy |  | 0 | 0 | 1 | 1 | 19 | 20 | 6 | 6 | 0.035706 | 0.035706 | $/kWh
electric | energy |  | 0 | 0 | 1 | 1 | 20 | 21 | 0 | 0 | 0.029798 | 0.029798 | $/kWh
electric | energy |  | 0 | 0 | 1 | 1 | 20 | 21 | 1 | 1 | 0.029222 | 0.029222 | $/kWh
electric | energy |  | 0 | 0 | 1 | 1 | 20 | 21 | 2 | 2 | 0.03009 | 0.03009 | $/kWh
electric | energy |  | 0 | 0 | 1 | 1 | 20 | 21 | 3 | 3 | 0.02961 | 0.02961 | $/kWh
electric | energy |  | 0 | 0 | 1 | 1 | 20 | 21 | 4 | 4 | 0.029332 | 0.029332 | $/kWh
electric | energy |  | 0 | 0 | 1 | 1 | 20 | 21 | 5 | 5 | 0.030682 | 0.030682 | $/kWh
electric | energy |  | 0 | 0 | 1 | 1 | 20 | 21 | 6 | 6 | 0.031876 | 0.031876 | $/kWh
electric | energy |  | 0 | 0 | 1 | 1 | 21 | 22 | 0 | 0 | 0.026877 | 0.026877 | $/kWh
electric | energy |  | 0 | 0 | 1 | 1 | 21 | 22 | 1 | 1 | 0.027075 | 0.027075 | $/kWh
electric | energy |  | 0 | 0 | 1 | 1 | 21 | 22 | 2 | 2 | 0.02732 | 0.02732 | $/kWh
electric | energy |  | 0 | 0 | 1 | 1 | 21 | 22 | 3 | 3 | 0.026665 | 0.026665 | $/kWh
electric | energy |  | 0 | 0 | 1 | 1 | 21 | 22 | 4 | 4 | 0.026782 | 0.026782 | $/kWh
electric | energy |  | 0 | 0 | 1 | 1 | 21 | 22 | 5 | 5 | 0.027934 | 0.027934 | $/kWh
electric | energy |  | 0 | 0 | 1 | 1 | 21 | 22 | 6 | 6 | 0.026484 | 0.026484 | $/kWh
electric | energy |  | 0 | 0 | 1 | 1 | 22 | 23 | 0 | 0 | 0.024915 | 0.024915 | $/kWh
electric | energy |  | 0 | 0 | 1 | 1 | 22 | 23 | 1 | 1 | 0.024555 | 0.024555 | $/kWh
electric | energy |  | 0 | 0 | 1 | 1 | 22 | 23 | 2 | 2 | 0.025197 | 0.025197 | $/kWh
electric | energy |  | 0 | 0 | 1 | 1 | 22 | 23 | 3 | 3 | 0.023907 | 0.023907 | $/kWh
electric | energy |  | 0 | 0 | 1 | 1 | 22 | 23 | 4 | 4 | 0.024988 | 0.024988 | $/kWh
electric | energy |  | 0 | 0 | 1 | 1 | 22 | 23 | 5 | 5 | 0.02524 | 0.02524 | $/kWh
electric | energy |  | 0 | 0 | 1 | 1 | 22 | 23 | 6 | 6 | 0.0248 | 0.0248 | $/kWh
electric | energy |  | 0 | 0 | 1 | 1 | 23 | 24 | 0 | 0 | 0.023115 | 0.023115 | $/kWh
electric | energy |  | 0 | 0 | 1 | 1 | 23 | 24 | 1 | 1 | 0.023105 | 0.023105 | $/kWh
electric | energy |  | 0 | 0 | 1 | 1 | 23 | 24 | 2 | 2 | 0.023477 | 0.023477 | $/kWh
electric | energy |  | 0 | 0 | 1 | 1 | 23 | 24 | 3 | 3 | 0.021538 | 0.021538 | $/kWh
electric | energy |  | 0 | 0 | 1 | 1 | 23 | 24 | 4 | 4 | 0.02359 | 0.02359 | $/kWh
electric | energy |  | 0 | 0 | 1 | 1 | 23 | 24 | 5 | 5 | 0.024036 | 0.024036 | $/kWh
electric | energy |  | 0 | 0 | 1 | 1 | 23 | 24 | 6 | 6 | 0.023222 | 0.023222 | $/kWh
electric | energy |  | 0 | 0 | 2 | 2 | 0 | 1 | 0 | 0 | 0.034417 | 0.034417 | $/kWh
electric | energy |  | 0 | 0 | 2 | 2 | 0 | 1 | 1 | 1 | 0.035173 | 0.035173 | $/kWh
electric | energy |  | 0 | 0 | 2 | 2 | 0 | 1 | 2 | 2 | 0.032665 | 0.032665 | $/kWh
electric | energy |  | 0 | 0 | 2 | 2 | 0 | 1 | 3 | 3 | 0.045657 | 0.045657 | $/kWh
electric | energy |  | 0 | 0 | 2 | 2 | 0 | 1 | 4 | 4 | 0.04229 | 0.04229 | $/kWh
electric | energy |  | 0 | 0 | 2 | 2 | 0 | 1 | 5 | 5 | 0.029175 | 0.029175 | $/kWh
electric | energy |  | 0 | 0 | 2 | 2 | 0 | 1 | 6 | 6 | 0.03474 | 0.03474 | $/kWh
electric | energy |  | 0 | 0 | 2 | 2 | 1 | 2 | 0 | 0 | 0.032352 | 0.032352 | $/kWh
electric | energy |  | 0 | 0 | 2 | 2 | 1 | 2 | 1 | 1 | 0.032072 | 0.032072 | $/kWh
electric | energy |  | 0 | 0 | 2 | 2 | 1 | 2 | 2 | 2 | 0.030385 | 0.030385 | $/kWh
electric | energy |  | 0 | 0 | 2 | 2 | 1 | 2 | 3 | 3 | 0.041462 | 0.041462 | $/kWh
electric | energy |  | 0 | 0 | 2 | 2 | 1 | 2 | 4 | 4 | 0.03819 | 0.03819 | $/kWh
electric | energy |  | 0 | 0 | 2 | 2 | 1 | 2 | 5 | 5 | 0.026695 | 0.026695 | $/kWh
electric | energy |  | 0 | 0 | 2 | 2 | 1 | 2 | 6 | 6 | 0.031012 | 0.031012 | $/kWh
electric | energy |  | 0 | 0 | 2 | 2 | 2 | 3 | 0 | 0 | 0.029763 | 0.029763 | $/kWh
electric | energy |  | 0 | 0 | 2 | 2 | 2 | 3 | 1 | 1 | 0.029257 | 0.029257 | $/kWh
electric | energy |  | 0 | 0 | 2 | 2 | 2 | 3 | 2 | 2 | 0.028708 | 0.028708 | $/kWh
electric | energy |  | 0 | 0 | 2 | 2 | 2 | 3 | 3 | 3 | 0.040102 | 0.040102 | $/kWh
electric | energy |  | 0 | 0 | 2 | 2 | 2 | 3 | 4 | 4 | 0.038067 | 0.038067 | $/kWh
electric | energy |  | 0 | 0 | 2 | 2 | 2 | 3 | 5 | 5 | 0.02328 | 0.02328 | $/kWh
electric | energy |  | 0 | 0 | 2 | 2 | 2 | 3 | 6 | 6 | 0.03036 | 0.03036 | $/kWh
electric | energy |  | 0 | 0 | 2 | 2 | 3 | 4 | 0 | 0 | 0.030945 | 0.030945 | $/kWh
electric | energy |  | 0 | 0 | 2 | 2 | 3 | 4 | 1 | 1 | 0.029285 | 0.029285 | $/kWh
electric | energy |  | 0 | 0 | 2 | 2 | 3 | 4 | 2 | 2 | 0.02887 | 0.02887 | $/kWh
electric | energy |  | 0 | 0 | 2 | 2 | 3 | 4 | 3 | 3 | 0.039328 | 0.039328 | $/kWh
electric | energy |  | 0 | 0 | 2 | 2 | 3 | 4 | 4 | 4 | 0.038102 | 0.038102 | $/kWh
electric | energy |  | 0 | 0 | 2 | 2 | 3 | 4 | 5 | 5 | 0.023325 | 0.023325 | $/kWh
electric | energy |  | 0 | 0 | 2 | 2 | 3 | 4 | 6 | 6 | 0.029573 | 0.029573 | $/kWh
electric | energy |  | 0 | 0 | 2 | 2 | 4 | 5 | 0 | 0 | 0.032377 | 0.032377 | $/kWh
electric | energy |  | 0 | 0 | 2 | 2 | 4 | 5 | 1 | 1 | 0.029263 | 0.029263 | $/kWh
electric | energy |  | 0 | 0 | 2 | 2 | 4 | 5 | 2 | 2 | 0.031167 | 0.031167 | $/kWh
electric | energy |  | 0 | 0 | 2 | 2 | 4 | 5 | 3 | 3 | 0.0404 | 0.0404 | $/kWh
electric | energy |  | 0 | 0 | 2 | 2 | 4 | 5 | 4 | 4 | 0.038137 | 0.038137 | $/kWh
electric | energy |  | 0 | 0 | 2 | 2 | 4 | 5 | 5 | 5 | 0.024115 | 0.024115 | $/kWh
electric | energy |  | 0 | 0 | 2 | 2 | 4 | 5 | 6 | 6 | 0.029527 | 0.029527 | $/kWh
electric | energy |  | 0 | 0 | 2 | 2 | 5 | 6 | 0 | 0 | 0.037462 | 0.037462 | $/kWh
electric | energy |  | 0 | 0 | 2 | 2 | 5 | 6 | 1 | 1 | 0.032602 | 0.032602 | $/kWh
electric | energy |  | 0 | 0 | 2 | 2 | 5 | 6 | 2 | 2 | 0.034932 | 0.034932 | $/kWh
electric | energy |  | 0 | 0 | 2 | 2 | 5 | 6 | 3 | 3 | 0.045007 | 0.045007 | $/kWh
electric | energy |  | 0 | 0 | 2 | 2 | 5 | 6 | 4 | 4 | 0.04171 | 0.04171 | $/kWh
electric | energy |  | 0 | 0 | 2 | 2 | 5 | 6 | 5 | 5 | 0.026928 | 0.026928 | $/kWh
electric | energy |  | 0 | 0 | 2 | 2 | 5 | 6 | 6 | 6 | 0.032462 | 0.032462 | $/kWh
electric | energy |  | 0 | 0 | 2 | 2 | 6 | 7 | 0 | 0 | 0.044772 | 0.044772 | $/kWh
electric | energy |  | 0 | 0 | 2 | 2 | 6 | 7 | 1 | 1 | 0.040662 | 0.040662 | $/kWh
electric | energy |  | 0 | 0 | 2 | 2 | 6 | 7 | 2 | 2 | 0.044845 | 0.044845 | $/kWh
electric | energy |  | 0 | 0 | 2 | 2 | 6 | 7 | 3 | 3 | 0.054837 | 0.054837 | $/kWh
electric | energy |  | 0 | 0 | 2 | 2 | 6 | 7 | 4 | 4 | 0.05375 | 0.05375 | $/kWh
electric | energy |  | 0 | 0 | 2 | 2 | 6 | 7 | 5 | 5 | 0.030597 | 0.030597 | $/kWh
electric | energy |  | 0 | 0 | 2 | 2 | 6 | 7 | 6 | 6 | 0.034638 | 0.034638 | $/kWh
electric | energy |  | 0 | 0 | 2 | 2 | 7 | 8 | 0 | 0 | 0.05245 | 0.05245 | $/kWh
electric | energy |  | 0 | 0 | 2 | 2 | 7 | 8 | 1 | 1 | 0.043797 | 0.043797 | $/kWh
electric | energy |  | 0 | 0 | 2 | 2 | 7 | 8 | 2 | 2 | 0.053582 | 0.053582 | $/kWh
electric | energy |  | 0 | 0 | 2 | 2 | 7 | 8 | 3 | 3 | 0.057493 | 0.057493 | $/kWh
electric | energy |  | 0 | 0 | 2 | 2 | 7 | 8 | 4 | 4 | 0.057533 | 0.057533 | $/kWh
electric | energy |  | 0 | 0 | 2 | 2 | 7 | 8 | 5 | 5 | 0.034063 | 0.034063 | $/kWh
electric | energy |  | 0 | 0 | 2 | 2 | 7 | 8 | 6 | 6 | 0.032872 | 0.032872 | $/kWh
electric | energy |  | 0 | 0 | 2 | 2 | 8 | 9 | 0 | 0 | 0.058632 | 0.058632 | $/kWh
electric | energy |  | 0 | 0 | 2 | 2 | 8 | 9 | 1 | 1 | 0.04883 | 0.04883 | $/kWh
electric | energy |  | 0 | 0 | 2 | 2 | 8 | 9 | 2 | 2 | 0.055072 | 0.055072 | $/kWh
electric | energy |  | 0 | 0 | 2 | 2 | 8 | 9 | 3 | 3 | 0.064208 | 0.064208 | $/kWh
electric | energy |  | 0 | 0 | 2 | 2 | 8 | 9 | 4 | 4 | 0.061862 | 0.061862 | $/kWh
electric | energy |  | 0 | 0 | 2 | 2 | 8 | 9 | 5 | 5 | 0.041267 | 0.041267 | $/kWh
electric | energy |  | 0 | 0 | 2 | 2 | 8 | 9 | 6 | 6 | 0.03933 | 0.03933 | $/kWh
electric | energy |  | 0 | 0 | 2 | 2 | 9 | 10 | 0 | 0 | 0.057427 | 0.057427 | $/kWh
electric | energy |  | 0 | 0 | 2 | 2 | 9 | 10 | 1 | 1 | 0.047255 | 0.047255 | $/kWh
electric | energy |  | 0 | 0 | 2 | 2 | 9 | 10 | 2 | 2 | 0.051585 | 0.051585 | $/kWh
electric | energy |  | 0 | 0 | 2 | 2 | 9 | 10 | 3 | 3 | 0.059108 | 0.059108 | $/kWh
electric | energy |  | 0 | 0 | 2 | 2 | 9 | 10 | 4 | 4 | 0.05545 | 0.05545 | $/kWh
electric | energy |  | 0 | 0 | 2 | 2 | 9 | 10 | 5 | 5 | 0.04149 | 0.04149 | $/kWh
electric | energy |  | 0 | 0 | 2 | 2 | 9 | 10 | 6 | 6 | 0.040548 | 0.040548 | $/kWh
electric | energy |  | 0 | 0 | 2 | 2 | 10 | 11 | 0 | 0 | 0.051885 | 0.051885 | $/kWh
electric | energy |  | 0 | 0 | 2 | 2 | 10 | 11 | 1 | 1 | 0.045685 | 0.045685 | $/kWh
electric | energy |  | 0 | 0 | 2 | 2 | 10 | 11 | 2 | 2 | 0.0484 | 0.0484 | $/kWh
electric | energy |  | 0 | 0 | 2 | 2 | 10 | 11 | 3 | 3 | 0.056958 | 0.056958 | $/kWh
electric | energy |  | 0 | 0 | 2 | 2 | 10 | 11 | 4 | 4 | 0.055782 | 0.055782 | $/kWh
electric | energy |  | 0 | 0 | 2 | 2 | 10 | 11 | 5 | 5 | 0.037135 | 0.037135 | $/kWh
electric | energy |  | 0 | 0 | 2 | 2 | 10 | 11 | 6 | 6 | 0.038515 | 0.038515 | $/kWh
electric | energy |  | 0 | 0 | 2 | 2 | 11 | 12 | 0 | 0 | 0.048205 | 0.048205 | $/kWh
electric | energy |  | 0 | 0 | 2 | 2 | 11 | 12 | 1 | 1 | 0.04491 | 0.04491 | $/kWh
electric | energy |  | 0 | 0 | 2 | 2 | 11 | 12 | 2 | 2 | 0.04617 | 0.04617 | $/kWh
electric | energy |  | 0 | 0 | 2 | 2 | 11 | 12 | 3 | 3 | 0.054545 | 0.054545 | $/kWh
electric | energy |  | 0 | 0 | 2 | 2 | 11 | 12 | 4 | 4 | 0.05232 | 0.05232 | $/kWh
electric | energy |  | 0 | 0 | 2 | 2 | 11 | 12 | 5 | 5 | 0.03713 | 0.03713 | $/kWh
electric | energy |  | 0 | 0 | 2 | 2 | 11 | 12 | 6 | 6 | 0.036917 | 0.036917 | $/kWh
electric | energy |  | 0 | 0 | 2 | 2 | 12 | 13 | 0 | 0 | 0.045225 | 0.045225 | $/kWh
electric | energy |  | 0 | 0 | 2 | 2 | 12 | 13 | 1 | 1 | 0.04159 | 0.04159 | $/kWh
electric | energy |  | 0 | 0 | 2 | 2 | 12 | 13 | 2 | 2 | 0.042563 | 0.042563 | $/kWh
electric | energy |  | 0 | 0 | 2 | 2 | 12 | 13 | 3 | 3 | 0.051752 | 0.051752 | $/kWh
electric | energy |  | 0 | 0 | 2 | 2 | 12 | 13 | 4 | 4 | 0.049705 | 0.049705 | $/kWh
electric | energy |  | 0 | 0 | 2 | 2 | 12 | 13 | 5 | 5 | 0.035565 | 0.035565 | $/kWh
electric | energy |  | 0 | 0 | 2 | 2 | 12 | 13 | 6 | 6 | 0.035513 | 0.035513 | $/kWh
electric | energy |  | 0 | 0 | 2 | 2 | 13 | 14 | 0 | 0 | 0.044045 | 0.044045 | $/kWh
electric | energy |  | 0 | 0 | 2 | 2 | 13 | 14 | 1 | 1 | 0.04002 | 0.04002 | $/kWh
electric | energy |  | 0 | 0 | 2 | 2 | 13 | 14 | 2 | 2 | 0.039778 | 0.039778 | $/kWh
electric | energy |  | 0 | 0 | 2 | 2 | 13 | 14 | 3 | 3 | 0.050295 | 0.050295 | $/kWh
electric | energy |  | 0 | 0 | 2 | 2 | 13 | 14 | 4 | 4 | 0.04729 | 0.04729 | $/kWh
electric | energy |  | 0 | 0 | 2 | 2 | 13 | 14 | 5 | 5 | 0.033625 | 0.033625 | $/kWh
electric | energy |  | 0 | 0 | 2 | 2 | 13 | 14 | 6 | 6 | 0.033228 | 0.033228 | $/kWh
electric | energy |  | 0 | 0 | 2 | 2 | 14 | 15 | 0 | 0 | 0.042855 | 0.042855 | $/kWh
electric | energy |  | 0 | 0 | 2 | 2 | 14 | 15 | 1 | 1 | 0.03849 | 0.03849 | $/kWh
electric | energy |  | 0 | 0 | 2 | 2 | 14 | 15 | 2 | 2 | 0.038 | 0.038 | $/kWh
electric | energy |  | 0 | 0 | 2 | 2 | 14 | 15 | 3 | 3 | 0.0469 | 0.0469 | $/kWh
electric | energy |  | 0 | 0 | 2 | 2 | 14 | 15 | 4 | 4 | 0.0453 | 0.0453 | $/kWh
electric | energy |  | 0 | 0 | 2 | 2 | 14 | 15 | 5 | 5 | 0.031545 | 0.031545 | $/kWh
electric | energy |  | 0 | 0 | 2 | 2 | 14 | 15 | 6 | 6 | 0.032267 | 0.032267 | $/kWh
electric | energy |  | 0 | 0 | 2 | 2 | 15 | 16 | 0 | 0 | 0.043143 | 0.043143 | $/kWh
electric | energy |  | 0 | 0 | 2 | 2 | 15 | 16 | 1 | 1 | 0.039015 | 0.039015 | $/kWh
electric | energy |  | 0 | 0 | 2 | 2 | 15 | 16 | 2 | 2 | 0.038257 | 0.038257 | $/kWh
electric | energy |  | 0 | 0 | 2 | 2 | 15 | 16 | 3 | 3 | 0.047925 | 0.047925 | $/kWh
electric | energy |  | 0 | 0 | 2 | 2 | 15 | 16 | 4 | 4 | 0.046437 | 0.046437 | $/kWh
electric | energy |  | 0 | 0 | 2 | 2 | 15 | 16 | 5 | 5 | 0.032383 | 0.032383 | $/kWh
electric | energy |  | 0 | 0 | 2 | 2 | 15 | 16 | 6 | 6 | 0.032422 | 0.032422 | $/kWh
electric | energy |  | 0 | 0 | 2 | 2 | 16 | 17 | 0 | 0 | 0.048407 | 0.048407 | $/kWh
electric | energy |  | 0 | 0 | 2 | 2 | 16 | 17 | 1 | 1 | 0.04314 | 0.04314 | $/kWh
electric | energy |  | 0 | 0 | 2 | 2 | 16 | 17 | 2 | 2 | 0.045507 | 0.045507 | $/kWh
electric | energy |  | 0 | 0 | 2 | 2 | 16 | 17 | 3 | 3 | 0.052818 | 0.052818 | $/kWh
electric | energy |  | 0 | 0 | 2 | 2 | 16 | 17 | 4 | 4 | 0.050188 | 0.050188 | $/kWh
electric | energy |  | 0 | 0 | 2 | 2 | 16 | 17 | 5 | 5 | 0.03807 | 0.03807 | $/kWh
electric | energy |  | 0 | 0 | 2 | 2 | 16 | 17 | 6 | 6 | 0.037745 | 0.037745 | $/kWh
electric | energy |  | 0 | 0 | 2 | 2 | 17 | 18 | 0 | 0 | 0.062893 | 0.062893 | $/kWh
electric | energy |  | 0 | 0 | 2 | 2 | 17 | 18 | 1 | 1 | 0.054547 | 0.054547 | $/kWh
electric | energy |  | 0 | 0 | 2 | 2 | 17 | 18 | 2 | 2 | 0.060628 | 0.060628 | $/kWh
electric | energy |  | 0 | 0 | 2 | 2 | 17 | 18 | 3 | 3 | 0.070132 | 0.070132 | $/kWh
electric | energy |  | 0 | 0 | 2 | 2 | 17 | 18 | 4 | 4 | 0.063687 | 0.063687 | $/kWh
electric | energy |  | 0 | 0 | 2 | 2 | 17 | 18 | 5 | 5 | 0.047555 | 0.047555 | $/kWh
electric | energy |  | 0 | 0 | 2 | 2 | 17 | 18 | 6 | 6 | 0.0478 | 0.0478 | $/kWh
electric | energy |  | 0 | 0 | 2 | 2 | 18 | 19 | 0 | 0 | 0.067055 | 0.067055 | $/kWh
electric | energy |  | 0 | 0 | 2 | 2 | 18 | 19 | 1 | 1 | 0.058228 | 0.058228 | $/kWh
electric | energy |  | 0 | 0 | 2 | 2 | 18 | 19 | 2 | 2 | 0.066272 | 0.066272 | $/kWh
electric | energy |  | 0 | 0 | 2 | 2 | 18 | 19 | 3 | 3 | 0.074575 | 0.074575 | $/kWh
electric | energy |  | 0 | 0 | 2 | 2 | 18 | 19 | 4 | 4 | 0.064352 | 0.064352 | $/kWh
electric | energy |  | 0 | 0 | 2 | 2 | 18 | 19 | 5 | 5 | 0.051757 | 0.051757 | $/kWh
electric | energy |  | 0 | 0 | 2 | 2 | 18 | 19 | 6 | 6 | 0.049725 | 0.049725 | $/kWh
electric | energy |  | 0 | 0 | 2 | 2 | 19 | 20 | 0 | 0 | 0.05538 | 0.05538 | $/kWh
electric | energy |  | 0 | 0 | 2 | 2 | 19 | 20 | 1 | 1 | 0.046933 | 0.046933 | $/kWh
electric | energy |  | 0 | 0 | 2 | 2 | 19 | 20 | 2 | 2 | 0.05717 | 0.05717 | $/kWh
electric | energy |  | 0 | 0 | 2 | 2 | 19 | 20 | 3 | 3 | 0.060925 | 0.060925 | $/kWh
electric | energy |  | 0 | 0 | 2 | 2 | 19 | 20 | 4 | 4 | 0.054377 | 0.054377 | $/kWh
electric | energy |  | 0 | 0 | 2 | 2 | 19 | 20 | 5 | 5 | 0.043408 | 0.043408 | $/kWh
electric | energy |  | 0 | 0 | 2 | 2 | 19 | 20 | 6 | 6 | 0.042447 | 0.042447 | $/kWh
electric | energy |  | 0 | 0 | 2 | 2 | 20 | 21 | 0 | 0 | 0.048505 | 0.048505 | $/kWh
electric | energy |  | 0 | 0 | 2 | 2 | 20 | 21 | 1 | 1 | 0.04002 | 0.04002 | $/kWh
electric | energy |  | 0 | 0 | 2 | 2 | 20 | 21 | 2 | 2 | 0.047837 | 0.047837 | $/kWh
electric | energy |  | 0 | 0 | 2 | 2 | 20 | 21 | 3 | 3 | 0.053805 | 0.053805 | $/kWh
electric | energy |  | 0 | 0 | 2 | 2 | 20 | 21 | 4 | 4 | 0.0491 | 0.0491 | $/kWh
electric | energy |  | 0 | 0 | 2 | 2 | 20 | 21 | 5 | 5 | 0.037065 | 0.037065 | $/kWh
electric | energy |  | 0 | 0 | 2 | 2 | 20 | 21 | 6 | 6 | 0.036152 | 0.036152 | $/kWh
electric | energy |  | 0 | 0 | 2 | 2 | 21 | 22 | 0 | 0 | 0.041177 | 0.041177 | $/kWh
electric | energy |  | 0 | 0 | 2 | 2 | 21 | 22 | 1 | 1 | 0.035685 | 0.035685 | $/kWh
electric | energy |  | 0 | 0 | 2 | 2 | 21 | 22 | 2 | 2 | 0.04042 | 0.04042 | $/kWh
electric | energy |  | 0 | 0 | 2 | 2 | 21 | 22 | 3 | 3 | 0.047462 | 0.047462 | $/kWh
electric | energy |  | 0 | 0 | 2 | 2 | 21 | 22 | 4 | 4 | 0.044475 | 0.044475 | $/kWh
electric | energy |  | 0 | 0 | 2 | 2 | 21 | 22 | 5 | 5 | 0.034063 | 0.034063 | $/kWh
electric | energy |  | 0 | 0 | 2 | 2 | 21 | 22 | 6 | 6 | 0.03363 | 0.03363 | $/kWh
electric | energy |  | 0 | 0 | 2 | 2 | 22 | 23 | 0 | 0 | 0.03967 | 0.03967 | $/kWh
electric | energy |  | 0 | 0 | 2 | 2 | 22 | 23 | 1 | 1 | 0.034392 | 0.034392 | $/kWh
electric | energy |  | 0 | 0 | 2 | 2 | 22 | 23 | 2 | 2 | 0.040365 | 0.040365 | $/kWh
electric | energy |  | 0 | 0 | 2 | 2 | 22 | 23 | 3 | 3 | 0.044928 | 0.044928 | $/kWh
electric | energy |  | 0 | 0 | 2 | 2 | 22 | 23 | 4 | 4 | 0.042752 | 0.042752 | $/kWh
electric | energy |  | 0 | 0 | 2 | 2 | 22 | 23 | 5 | 5 | 0.033795 | 0.033795 | $/kWh
electric | energy |  | 0 | 0 | 2 | 2 | 22 | 23 | 6 | 6 | 0.033592 | 0.033592 | $/kWh
electric | energy |  | 0 | 0 | 2 | 2 | 23 | 24 | 0 | 0 | 0.036965 | 0.036965 | $/kWh
electric | energy |  | 0 | 0 | 2 | 2 | 23 | 24 | 1 | 1 | 0.03366 | 0.03366 | $/kWh
electric | energy |  | 0 | 0 | 2 | 2 | 23 | 24 | 2 | 2 | 0.037632 | 0.037632 | $/kWh
electric | energy |  | 0 | 0 | 2 | 2 | 23 | 24 | 3 | 3 | 0.04442 | 0.04442 | $/kWh
electric | energy |  | 0 | 0 | 2 | 2 | 23 | 24 | 4 | 4 | 0.039567 | 0.039567 | $/kWh
electric | energy |  | 0 | 0 | 2 | 2 | 23 | 24 | 5 | 5 | 0.032495 | 0.032495 | $/kWh
electric | energy |  | 0 | 0 | 2 | 2 | 23 | 24 | 6 | 6 | 0.031765 | 0.031765 | $/kWh
electric | energy |  | 0 | 0 | 3 | 3 | 0 | 1 | 0 | 0 | 0.014926 | 0.014926 | $/kWh
electric | energy |  | 0 | 0 | 3 | 3 | 0 | 1 | 1 | 1 | 0.014688 | 0.014688 | $/kWh
electric | energy |  | 0 | 0 | 3 | 3 | 0 | 1 | 2 | 2 | 0.012752 | 0.012752 | $/kWh
electric | energy |  | 0 | 0 | 3 | 3 | 0 | 1 | 3 | 3 | 0.01284 | 0.01284 | $/kWh
electric | energy |  | 0 | 0 | 3 | 3 | 0 | 1 | 4 | 4 | 0.012167 | 0.012167 | $/kWh
electric | energy |  | 0 | 0 | 3 | 3 | 0 | 1 | 5 | 5 | 0.01551 | 0.01551 | $/kWh
electric | energy |  | 0 | 0 | 3 | 3 | 0 | 1 | 6 | 6 | 0.015338 | 0.015338 | $/kWh
electric | energy |  | 0 | 0 | 3 | 3 | 1 | 2 | 0 | 0 | 0.013988 | 0.013988 | $/kWh
electric | energy |  | 0 | 0 | 3 | 3 | 1 | 2 | 1 | 1 | 0.013964 | 0.013964 | $/kWh
electric | energy |  | 0 | 0 | 3 | 3 | 1 | 2 | 2 | 2 | 0.01177 | 0.01177 | $/kWh
electric | energy |  | 0 | 0 | 3 | 3 | 1 | 2 | 3 | 3 | 0.011543 | 0.011543 | $/kWh
electric | energy |  | 0 | 0 | 3 | 3 | 1 | 2 | 4 | 4 | 0.011655 | 0.011655 | $/kWh
electric | energy |  | 0 | 0 | 3 | 3 | 1 | 2 | 5 | 5 | 0.015048 | 0.015048 | $/kWh
electric | energy |  | 0 | 0 | 3 | 3 | 1 | 2 | 6 | 6 | 0.013862 | 0.013862 | $/kWh
electric | energy |  | 0 | 0 | 3 | 3 | 2 | 3 | 0 | 0 | 0.013646 | 0.013646 | $/kWh
electric | energy |  | 0 | 0 | 3 | 3 | 2 | 3 | 1 | 1 | 0.014034 | 0.014034 | $/kWh
electric | energy |  | 0 | 0 | 3 | 3 | 2 | 3 | 2 | 2 | 0.01138 | 0.01138 | $/kWh
electric | energy |  | 0 | 0 | 3 | 3 | 2 | 3 | 3 | 3 | 0.011092 | 0.011092 | $/kWh
electric | energy |  | 0 | 0 | 3 | 3 | 2 | 3 | 4 | 4 | 0.011425 | 0.011425 | $/kWh
electric | energy |  | 0 | 0 | 3 | 3 | 2 | 3 | 5 | 5 | 0.014485 | 0.014485 | $/kWh
electric | energy |  | 0 | 0 | 3 | 3 | 2 | 3 | 6 | 6 | 0.01039 | 0.01039 | $/kWh
electric | energy |  | 0 | 0 | 3 | 3 | 3 | 4 | 0 | 0 | 0.013504 | 0.013504 | $/kWh
electric | energy |  | 0 | 0 | 3 | 3 | 3 | 4 | 1 | 1 | 0.01402 | 0.01402 | $/kWh
electric | energy |  | 0 | 0 | 3 | 3 | 3 | 4 | 2 | 2 | 0.011362 | 0.011362 | $/kWh
electric | energy |  | 0 | 0 | 3 | 3 | 3 | 4 | 3 | 3 | 0.01105 | 0.01105 | $/kWh
electric | energy |  | 0 | 0 | 3 | 3 | 3 | 4 | 4 | 4 | 0.011173 | 0.011173 | $/kWh
electric | energy |  | 0 | 0 | 3 | 3 | 3 | 4 | 5 | 5 | 0.013762 | 0.013762 | $/kWh
electric | energy |  | 0 | 0 | 3 | 3 | 3 | 4 | 6 | 6 | 0.01309 | 0.01309 | $/kWh
electric | energy |  | 0 | 0 | 3 | 3 | 4 | 5 | 0 | 0 | 0.014572 | 0.014572 | $/kWh
electric | energy |  | 0 | 0 | 3 | 3 | 4 | 5 | 1 | 1 | 0.013526 | 0.013526 | $/kWh
electric | energy |  | 0 | 0 | 3 | 3 | 4 | 5 | 2 | 2 | 0.01187 | 0.01187 | $/kWh
electric | energy |  | 0 | 0 | 3 | 3 | 4 | 5 | 3 | 3 | 0.0113 | 0.0113 | $/kWh
electric | energy |  | 0 | 0 | 3 | 3 | 4 | 5 | 4 | 4 | 0.011535 | 0.011535 | $/kWh
electric | energy |  | 0 | 0 | 3 | 3 | 4 | 5 | 5 | 5 | 0.014053 | 0.014053 | $/kWh
electric | energy |  | 0 | 0 | 3 | 3 | 4 | 5 | 6 | 6 | 0.01303 | 0.01303 | $/kWh
electric | energy |  | 0 | 0 | 3 | 3 | 5 | 6 | 0 | 0 | 0.017236 | 0.017236 | $/kWh
electric | energy |  | 0 | 0 | 3 | 3 | 5 | 6 | 1 | 1 | 0.01591 | 0.01591 | $/kWh
electric | energy |  | 0 | 0 | 3 | 3 | 5 | 6 | 2 | 2 | 0.012798 | 0.012798 | $/kWh
electric | energy |  | 0 | 0 | 3 | 3 | 5 | 6 | 3 | 3 | 0.01249 | 0.01249 | $/kWh
electric | energy |  | 0 | 0 | 3 | 3 | 5 | 6 | 4 | 4 | 0.012417 | 0.012417 | $/kWh
electric | energy |  | 0 | 0 | 3 | 3 | 5 | 6 | 5 | 5 | 0.015867 | 0.015867 | $/kWh
electric | energy |  | 0 | 0 | 3 | 3 | 5 | 6 | 6 | 6 | 0.012993 | 0.012993 | $/kWh
electric | energy |  | 0 | 0 | 3 | 3 | 6 | 7 | 0 | 0 | 0.022886 | 0.022886 | $/kWh
electric | energy |  | 0 | 0 | 3 | 3 | 6 | 7 | 1 | 1 | 0.021832 | 0.021832 | $/kWh
electric | energy |  | 0 | 0 | 3 | 3 | 6 | 7 | 2 | 2 | 0.01656 | 0.01656 | $/kWh
electric | energy |  | 0 | 0 | 3 | 3 | 6 | 7 | 3 | 3 | 0.01768 | 0.01768 | $/kWh
electric | energy |  | 0 | 0 | 3 | 3 | 6 | 7 | 4 | 4 | 0.016923 | 0.016923 | $/kWh
electric | energy |  | 0 | 0 | 3 | 3 | 6 | 7 | 5 | 5 | 0.01765 | 0.01765 | $/kWh
electric | energy |  | 0 | 0 | 3 | 3 | 6 | 7 | 6 | 6 | 0.01433 | 0.01433 | $/kWh
electric | energy |  | 0 | 0 | 3 | 3 | 7 | 8 | 0 | 0 | 0.026944 | 0.026944 | $/kWh
electric | energy |  | 0 | 0 | 3 | 3 | 7 | 8 | 1 | 1 | 0.024212 | 0.024212 | $/kWh
electric | energy |  | 0 | 0 | 3 | 3 | 7 | 8 | 2 | 2 | 0.018402 | 0.018402 | $/kWh
electric | energy |  | 0 | 0 | 3 | 3 | 7 | 8 | 3 | 3 | 0.01886 | 0.01886 | $/kWh
electric | energy |  | 0 | 0 | 3 | 3 | 7 | 8 | 4 | 4 | 0.020938 | 0.020938 | $/kWh
electric | energy |  | 0 | 0 | 3 | 3 | 7 | 8 | 5 | 5 | 0.018435 | 0.018435 | $/kWh
electric | energy |  | 0 | 0 | 3 | 3 | 7 | 8 | 6 | 6 | 0.015555 | 0.015555 | $/kWh
electric | energy |  | 0 | 0 | 3 | 3 | 8 | 9 | 0 | 0 | 0.026878 | 0.026878 | $/kWh
electric | energy |  | 0 | 0 | 3 | 3 | 8 | 9 | 1 | 1 | 0.024756 | 0.024756 | $/kWh
electric | energy |  | 0 | 0 | 3 | 3 | 8 | 9 | 2 | 2 | 0.02024 | 0.02024 | $/kWh
electric | energy |  | 0 | 0 | 3 | 3 | 8 | 9 | 3 | 3 | 0.021007 | 0.021007 | $/kWh
electric | energy |  | 0 | 0 | 3 | 3 | 8 | 9 | 4 | 4 | 0.022353 | 0.022353 | $/kWh
electric | energy |  | 0 | 0 | 3 | 3 | 8 | 9 | 5 | 5 | 0.02261 | 0.02261 | $/kWh
electric | energy |  | 0 | 0 | 3 | 3 | 8 | 9 | 6 | 6 | 0.018677 | 0.018677 | $/kWh
electric | energy |  | 0 | 0 | 3 | 3 | 9 | 10 | 0 | 0 | 0.02532 | 0.02532 | $/kWh
electric | energy |  | 0 | 0 | 3 | 3 | 9 | 10 | 1 | 1 | 0.021746 | 0.021746 | $/kWh
electric | energy |  | 0 | 0 | 3 | 3 | 9 | 10 | 2 | 2 | 0.019774 | 0.019774 | $/kWh
electric | energy |  | 0 | 0 | 3 | 3 | 9 | 10 | 3 | 3 | 0.019367 | 0.019367 | $/kWh
electric | energy |  | 0 | 0 | 3 | 3 | 9 | 10 | 4 | 4 | 0.022335 | 0.022335 | $/kWh
electric | energy |  | 0 | 0 | 3 | 3 | 9 | 10 | 5 | 5 | 0.02244 | 0.02244 | $/kWh
electric | energy |  | 0 | 0 | 3 | 3 | 9 | 10 | 6 | 6 | 0.018165 | 0.018165 | $/kWh
electric | energy |  | 0 | 0 | 3 | 3 | 10 | 11 | 0 | 0 | 0.023488 | 0.023488 | $/kWh
electric | energy |  | 0 | 0 | 3 | 3 | 10 | 11 | 1 | 1 | 0.021098 | 0.021098 | $/kWh
electric | energy |  | 0 | 0 | 3 | 3 | 10 | 11 | 2 | 2 | 0.01828 | 0.01828 | $/kWh
electric | energy |  | 0 | 0 | 3 | 3 | 10 | 11 | 3 | 3 | 0.018245 | 0.018245 | $/kWh
electric | energy |  | 0 | 0 | 3 | 3 | 10 | 11 | 4 | 4 | 0.020265 | 0.020265 | $/kWh
electric | energy |  | 0 | 0 | 3 | 3 | 10 | 11 | 5 | 5 | 0.020952 | 0.020952 | $/kWh
electric | energy |  | 0 | 0 | 3 | 3 | 10 | 11 | 6 | 6 | 0.017368 | 0.017368 | $/kWh
electric | energy |  | 0 | 0 | 3 | 3 | 11 | 12 | 0 | 0 | 0.022286 | 0.022286 | $/kWh
electric | energy |  | 0 | 0 | 3 | 3 | 11 | 12 | 1 | 1 | 0.020584 | 0.020584 | $/kWh
electric | energy |  | 0 | 0 | 3 | 3 | 11 | 12 | 2 | 2 | 0.018168 | 0.018168 | $/kWh
electric | energy |  | 0 | 0 | 3 | 3 | 11 | 12 | 3 | 3 | 0.01745 | 0.01745 | $/kWh
electric | energy |  | 0 | 0 | 3 | 3 | 11 | 12 | 4 | 4 | 0.019082 | 0.019082 | $/kWh
electric | energy |  | 0 | 0 | 3 | 3 | 11 | 12 | 5 | 5 | 0.020413 | 0.020413 | $/kWh
electric | energy |  | 0 | 0 | 3 | 3 | 11 | 12 | 6 | 6 | 0.016715 | 0.016715 | $/kWh
electric | energy |  | 0 | 0 | 3 | 3 | 12 | 13 | 0 | 0 | 0.020638 | 0.020638 | $/kWh
electric | energy |  | 0 | 0 | 3 | 3 | 12 | 13 | 1 | 1 | 0.01873 | 0.01873 | $/kWh
electric | energy |  | 0 | 0 | 3 | 3 | 12 | 13 | 2 | 2 | 0.017372 | 0.017372 | $/kWh
electric | energy |  | 0 | 0 | 3 | 3 | 12 | 13 | 3 | 3 | 0.016627 | 0.016627 | $/kWh
electric | energy |  | 0 | 0 | 3 | 3 | 12 | 13 | 4 | 4 | 0.017882 | 0.017882 | $/kWh
electric | energy |  | 0 | 0 | 3 | 3 | 12 | 13 | 5 | 5 | 0.018353 | 0.018353 | $/kWh
electric | energy |  | 0 | 0 | 3 | 3 | 12 | 13 | 6 | 6 | 0.016072 | 0.016072 | $/kWh
electric | energy |  | 0 | 0 | 3 | 3 | 13 | 14 | 0 | 0 | 0.018784 | 0.018784 | $/kWh
electric | energy |  | 0 | 0 | 3 | 3 | 13 | 14 | 1 | 1 | 0.017476 | 0.017476 | $/kWh
electric | energy |  | 0 | 0 | 3 | 3 | 13 | 14 | 2 | 2 | 0.016792 | 0.016792 | $/kWh
electric | energy |  | 0 | 0 | 3 | 3 | 13 | 14 | 3 | 3 | 0.016125 | 0.016125 | $/kWh
electric | energy |  | 0 | 0 | 3 | 3 | 13 | 14 | 4 | 4 | 0.01719 | 0.01719 | $/kWh
electric | energy |  | 0 | 0 | 3 | 3 | 13 | 14 | 5 | 5 | 0.01697 | 0.01697 | $/kWh
electric | energy |  | 0 | 0 | 3 | 3 | 13 | 14 | 6 | 6 | 0.0152 | 0.0152 | $/kWh
electric | energy |  | 0 | 0 | 3 | 3 | 14 | 15 | 0 | 0 | 0.018 | 0.018 | $/kWh
electric | energy |  | 0 | 0 | 3 | 3 | 14 | 15 | 1 | 1 | 0.016316 | 0.016316 | $/kWh
electric | energy |  | 0 | 0 | 3 | 3 | 14 | 15 | 2 | 2 | 0.016156 | 0.016156 | $/kWh
electric | energy |  | 0 | 0 | 3 | 3 | 14 | 15 | 3 | 3 | 0.01538 | 0.01538 | $/kWh
electric | energy |  | 0 | 0 | 3 | 3 | 14 | 15 | 4 | 4 | 0.016618 | 0.016618 | $/kWh
electric | energy |  | 0 | 0 | 3 | 3 | 14 | 15 | 5 | 5 | 0.01541 | 0.01541 | $/kWh
electric | energy |  | 0 | 0 | 3 | 3 | 14 | 15 | 6 | 6 | 0.014285 | 0.014285 | $/kWh
electric | energy |  | 0 | 0 | 3 | 3 | 15 | 16 | 0 | 0 | 0.017852 | 0.017852 | $/kWh
electric | energy |  | 0 | 0 | 3 | 3 | 15 | 16 | 1 | 1 | 0.016356 | 0.016356 | $/kWh
electric | energy |  | 0 | 0 | 3 | 3 | 15 | 16 | 2 | 2 | 0.015654 | 0.015654 | $/kWh
electric | energy |  | 0 | 0 | 3 | 3 | 15 | 16 | 3 | 3 | 0.015255 | 0.015255 | $/kWh
electric | energy |  | 0 | 0 | 3 | 3 | 15 | 16 | 4 | 4 | 0.016512 | 0.016512 | $/kWh
electric | energy |  | 0 | 0 | 3 | 3 | 15 | 16 | 5 | 5 | 0.015185 | 0.015185 | $/kWh
electric | energy |  | 0 | 0 | 3 | 3 | 15 | 16 | 6 | 6 | 0.014257 | 0.014257 | $/kWh
electric | energy |  | 0 | 0 | 3 | 3 | 16 | 17 | 0 | 0 | 0.019996 | 0.019996 | $/kWh
electric | energy |  | 0 | 0 | 3 | 3 | 16 | 17 | 1 | 1 | 0.01768 | 0.01768 | $/kWh
electric | energy |  | 0 | 0 | 3 | 3 | 16 | 17 | 2 | 2 | 0.016924 | 0.016924 | $/kWh
electric | energy |  | 0 | 0 | 3 | 3 | 16 | 17 | 3 | 3 | 0.016015 | 0.016015 | $/kWh
electric | energy |  | 0 | 0 | 3 | 3 | 16 | 17 | 4 | 4 | 0.01682 | 0.01682 | $/kWh
electric | energy |  | 0 | 0 | 3 | 3 | 16 | 17 | 5 | 5 | 0.01791 | 0.01791 | $/kWh
electric | energy |  | 0 | 0 | 3 | 3 | 16 | 17 | 6 | 6 | 0.015473 | 0.015473 | $/kWh
electric | energy |  | 0 | 0 | 3 | 3 | 17 | 18 | 0 | 0 | 0.024852 | 0.024852 | $/kWh
electric | energy |  | 0 | 0 | 3 | 3 | 17 | 18 | 1 | 1 | 0.021298 | 0.021298 | $/kWh
electric | energy |  | 0 | 0 | 3 | 3 | 17 | 18 | 2 | 2 | 0.019014 | 0.019014 | $/kWh
electric | energy |  | 0 | 0 | 3 | 3 | 17 | 18 | 3 | 3 | 0.019265 | 0.019265 | $/kWh
electric | energy |  | 0 | 0 | 3 | 3 | 17 | 18 | 4 | 4 | 0.02103 | 0.02103 | $/kWh
electric | energy |  | 0 | 0 | 3 | 3 | 17 | 18 | 5 | 5 | 0.02154 | 0.02154 | $/kWh
electric | energy |  | 0 | 0 | 3 | 3 | 17 | 18 | 6 | 6 | 0.02046 | 0.02046 | $/kWh
electric | energy |  | 0 | 0 | 3 | 3 | 18 | 19 | 0 | 0 | 0.028578 | 0.028578 | $/kWh
electric | energy |  | 0 | 0 | 3 | 3 | 18 | 19 | 1 | 1 | 0.023824 | 0.023824 | $/kWh
electric | energy |  | 0 | 0 | 3 | 3 | 18 | 19 | 2 | 2 | 0.021302 | 0.021302 | $/kWh
electric | energy |  | 0 | 0 | 3 | 3 | 18 | 19 | 3 | 3 | 0.02197 | 0.02197 | $/kWh
electric | energy |  | 0 | 0 | 3 | 3 | 18 | 19 | 4 | 4 | 0.02309 | 0.02309 | $/kWh
electric | energy |  | 0 | 0 | 3 | 3 | 18 | 19 | 5 | 5 | 0.025357 | 0.025357 | $/kWh
electric | energy |  | 0 | 0 | 3 | 3 | 18 | 19 | 6 | 6 | 0.023302 | 0.023302 | $/kWh
electric | energy |  | 0 | 0 | 3 | 3 | 19 | 20 | 0 | 0 | 0.028546 | 0.028546 | $/kWh
electric | energy |  | 0 | 0 | 3 | 3 | 19 | 20 | 1 | 1 | 0.02309 | 0.02309 | $/kWh
electric | energy |  | 0 | 0 | 3 | 3 | 19 | 20 | 2 | 2 | 0.021596 | 0.021596 | $/kWh
electric | energy |  | 0 | 0 | 3 | 3 | 19 | 20 | 3 | 3 | 0.022363 | 0.022363 | $/kWh
electric | energy |  | 0 | 0 | 3 | 3 | 19 | 20 | 4 | 4 | 0.023918 | 0.023918 | $/kWh
electric | energy |  | 0 | 0 | 3 | 3 | 19 | 20 | 5 | 5 | 0.026163 | 0.026163 | $/kWh
electric | energy |  | 0 | 0 | 3 | 3 | 19 | 20 | 6 | 6 | 0.024795 | 0.024795 | $/kWh
electric | energy |  | 0 | 0 | 3 | 3 | 20 | 21 | 0 | 0 | 0.02585 | 0.02585 | $/kWh
electric | energy |  | 0 | 0 | 3 | 3 | 20 | 21 | 1 | 1 | 0.020914 | 0.020914 | $/kWh
electric | energy |  | 0 | 0 | 3 | 3 | 20 | 21 | 2 | 2 | 0.019614 | 0.019614 | $/kWh
electric | energy |  | 0 | 0 | 3 | 3 | 20 | 21 | 3 | 3 | 0.018685 | 0.018685 | $/kWh
electric | energy |  | 0 | 0 | 3 | 3 | 20 | 21 | 4 | 4 | 0.019938 | 0.019938 | $/kWh
electric | energy |  | 0 | 0 | 3 | 3 | 20 | 21 | 5 | 5 | 0.023037 | 0.023037 | $/kWh
electric | energy |  | 0 | 0 | 3 | 3 | 20 | 21 | 6 | 6 | 0.022215 | 0.022215 | $/kWh
electric | energy |  | 0 | 0 | 3 | 3 | 21 | 22 | 0 | 0 | 0.021482 | 0.021482 | $/kWh
electric | energy |  | 0 | 0 | 3 | 3 | 21 | 22 | 1 | 1 | 0.017538 | 0.017538 | $/kWh
electric | energy |  | 0 | 0 | 3 | 3 | 21 | 22 | 2 | 2 | 0.015638 | 0.015638 | $/kWh
electric | energy |  | 0 | 0 | 3 | 3 | 21 | 22 | 3 | 3 | 0.016767 | 0.016767 | $/kWh
electric | energy |  | 0 | 0 | 3 | 3 | 21 | 22 | 4 | 4 | 0.018187 | 0.018187 | $/kWh
electric | energy |  | 0 | 0 | 3 | 3 | 21 | 22 | 5 | 5 | 0.019277 | 0.019277 | $/kWh
electric | energy |  | 0 | 0 | 3 | 3 | 21 | 22 | 6 | 6 | 0.019187 | 0.019187 | $/kWh
electric | energy |  | 0 | 0 | 3 | 3 | 22 | 23 | 0 | 0 | 0.019448 | 0.019448 | $/kWh
electric | energy |  | 0 | 0 | 3 | 3 | 22 | 23 | 1 | 1 | 0.015644 | 0.015644 | $/kWh
electric | energy |  | 0 | 0 | 3 | 3 | 22 | 23 | 2 | 2 | 0.014336 | 0.014336 | $/kWh
electric | energy |  | 0 | 0 | 3 | 3 | 22 | 23 | 3 | 3 | 0.0142 | 0.0142 | $/kWh
electric | energy |  | 0 | 0 | 3 | 3 | 22 | 23 | 4 | 4 | 0.017245 | 0.017245 | $/kWh
electric | energy |  | 0 | 0 | 3 | 3 | 22 | 23 | 5 | 5 | 0.017628 | 0.017628 | $/kWh
electric | energy |  | 0 | 0 | 3 | 3 | 22 | 23 | 6 | 6 | 0.017243 | 0.017243 | $/kWh
electric | energy |  | 0 | 0 | 3 | 3 | 23 | 24 | 0 | 0 | 0.016718 | 0.016718 | $/kWh
electric | energy |  | 0 | 0 | 3 | 3 | 23 | 24 | 1 | 1 | 0.014188 | 0.014188 | $/kWh
electric | energy |  | 0 | 0 | 3 | 3 | 23 | 24 | 2 | 2 | 0.013292 | 0.013292 | $/kWh
electric | energy |  | 0 | 0 | 3 | 3 | 23 | 24 | 3 | 3 | 0.013078 | 0.013078 | $/kWh
electric | energy |  | 0 | 0 | 3 | 3 | 23 | 24 | 4 | 4 | 0.016467 | 0.016467 | $/kWh
electric | energy |  | 0 | 0 | 3 | 3 | 23 | 24 | 5 | 5 | 0.0162 | 0.0162 | $/kWh
electric | energy |  | 0 | 0 | 3 | 3 | 23 | 24 | 6 | 6 | 0.01483 | 0.01483 | $/kWh
electric | energy |  | 0 | 0 | 4 | 4 | 0 | 1 | 0 | 0 | 0.011215 | 0.011215 | $/kWh
electric | energy |  | 0 | 0 | 4 | 4 | 0 | 1 | 1 | 1 | 0.011485 | 0.011485 | $/kWh
electric | energy |  | 0 | 0 | 4 | 4 | 0 | 1 | 2 | 2 | 0.012145 | 0.012145 | $/kWh
electric | energy |  | 0 | 0 | 4 | 4 | 0 | 1 | 3 | 3 | 0.012066 | 0.012066 | $/kWh
electric | energy |  | 0 | 0 | 4 | 4 | 0 | 1 | 4 | 4 | 0.011216 | 0.011216 | $/kWh
electric | energy |  | 0 | 0 | 4 | 4 | 0 | 1 | 5 | 5 | 0.01239 | 0.01239 | $/kWh
electric | energy |  | 0 | 0 | 4 | 4 | 0 | 1 | 6 | 6 | 0.011622 | 0.011622 | $/kWh
electric | energy |  | 0 | 0 | 4 | 4 | 1 | 2 | 0 | 0 | 0.010165 | 0.010165 | $/kWh
electric | energy |  | 0 | 0 | 4 | 4 | 1 | 2 | 1 | 1 | 0.010948 | 0.010948 | $/kWh
electric | energy |  | 0 | 0 | 4 | 4 | 1 | 2 | 2 | 2 | 0.011797 | 0.011797 | $/kWh
electric | energy |  | 0 | 0 | 4 | 4 | 1 | 2 | 3 | 3 | 0.010942 | 0.010942 | $/kWh
electric | energy |  | 0 | 0 | 4 | 4 | 1 | 2 | 4 | 4 | 0.01072 | 0.01072 | $/kWh
electric | energy |  | 0 | 0 | 4 | 4 | 1 | 2 | 5 | 5 | 0.011412 | 0.011412 | $/kWh
electric | energy |  | 0 | 0 | 4 | 4 | 1 | 2 | 6 | 6 | 0.010677 | 0.010677 | $/kWh
electric | energy |  | 0 | 0 | 4 | 4 | 2 | 3 | 0 | 0 | 0.010567 | 0.010567 | $/kWh
electric | energy |  | 0 | 0 | 4 | 4 | 2 | 3 | 1 | 1 | 0.010807 | 0.010807 | $/kWh
electric | energy |  | 0 | 0 | 4 | 4 | 2 | 3 | 2 | 2 | 0.011495 | 0.011495 | $/kWh
electric | energy |  | 0 | 0 | 4 | 4 | 2 | 3 | 3 | 3 | 0.010678 | 0.010678 | $/kWh
electric | energy |  | 0 | 0 | 4 | 4 | 2 | 3 | 4 | 4 | 0.010334 | 0.010334 | $/kWh
electric | energy |  | 0 | 0 | 4 | 4 | 2 | 3 | 5 | 5 | 0.011192 | 0.011192 | $/kWh
electric | energy |  | 0 | 0 | 4 | 4 | 2 | 3 | 6 | 6 | 0.0099025 | 0.0099025 | $/kWh
electric | energy |  | 0 | 0 | 4 | 4 | 3 | 4 | 0 | 0 | 0.01017 | 0.01017 | $/kWh
electric | energy |  | 0 | 0 | 4 | 4 | 3 | 4 | 1 | 1 | 0.010692 | 0.010692 | $/kWh
electric | energy |  | 0 | 0 | 4 | 4 | 3 | 4 | 2 | 2 | 0.01106 | 0.01106 | $/kWh
electric | energy |  | 0 | 0 | 4 | 4 | 3 | 4 | 3 | 3 | 0.010518 | 0.010518 | $/kWh
electric | energy |  | 0 | 0 | 4 | 4 | 3 | 4 | 4 | 4 | 0.010266 | 0.010266 | $/kWh
electric | energy |  | 0 | 0 | 4 | 4 | 3 | 4 | 5 | 5 | 0.011397 | 0.011397 | $/kWh
electric | energy |  | 0 | 0 | 4 | 4 | 3 | 4 | 6 | 6 | 0.009815 | 0.009815 | $/kWh
electric | energy |  | 0 | 0 | 4 | 4 | 4 | 5 | 0 | 0 | 0.010403 | 0.010403 | $/kWh
electric | energy |  | 0 | 0 | 4 | 4 | 4 | 5 | 1 | 1 | 0.010948 | 0.010948 | $/kWh
electric | energy |  | 0 | 0 | 4 | 4 | 4 | 5 | 2 | 2 | 0.01177 | 0.01177 | $/kWh
electric | energy |  | 0 | 0 | 4 | 4 | 4 | 5 | 3 | 3 | 0.011102 | 0.011102 | $/kWh
electric | energy |  | 0 | 0 | 4 | 4 | 4 | 5 | 4 | 4 | 0.01025 | 0.01025 | $/kWh
electric | energy |  | 0 | 0 | 4 | 4 | 4 | 5 | 5 | 5 | 0.011328 | 0.011328 | $/kWh
electric | energy |  | 0 | 0 | 4 | 4 | 4 | 5 | 6 | 6 | 0.0098325 | 0.0098325 | $/kWh
electric | energy |  | 0 | 0 | 4 | 4 | 5 | 6 | 0 | 0 | 0.011485 | 0.011485 | $/kWh
electric | energy |  | 0 | 0 | 4 | 4 | 5 | 6 | 1 | 1 | 0.01205 | 0.01205 | $/kWh
electric | energy |  | 0 | 0 | 4 | 4 | 5 | 6 | 2 | 2 | 0.012143 | 0.012143 | $/kWh
electric | energy |  | 0 | 0 | 4 | 4 | 5 | 6 | 3 | 3 | 0.011816 | 0.011816 | $/kWh
electric | energy |  | 0 | 0 | 4 | 4 | 5 | 6 | 4 | 4 | 0.01112 | 0.01112 | $/kWh
electric | energy |  | 0 | 0 | 4 | 4 | 5 | 6 | 5 | 5 | 0.011622 | 0.011622 | $/kWh
electric | energy |  | 0 | 0 | 4 | 4 | 5 | 6 | 6 | 6 | 0.009845 | 0.009845 | $/kWh
electric | energy |  | 0 | 0 | 4 | 4 | 6 | 7 | 0 | 0 | 0.013555 | 0.013555 | $/kWh
electric | energy |  | 0 | 0 | 4 | 4 | 6 | 7 | 1 | 1 | 0.013495 | 0.013495 | $/kWh
electric | energy |  | 0 | 0 | 4 | 4 | 6 | 7 | 2 | 2 | 0.014008 | 0.014008 | $/kWh
electric | energy |  | 0 | 0 | 4 | 4 | 6 | 7 | 3 | 3 | 0.01319 | 0.01319 | $/kWh
electric | energy |  | 0 | 0 | 4 | 4 | 6 | 7 | 4 | 4 | 0.012066 | 0.012066 | $/kWh
electric | energy |  | 0 | 0 | 4 | 4 | 6 | 7 | 5 | 5 | 0.011525 | 0.011525 | $/kWh
electric | energy |  | 0 | 0 | 4 | 4 | 6 | 7 | 6 | 6 | 0.010467 | 0.010467 | $/kWh
electric | energy |  | 0 | 0 | 4 | 4 | 7 | 8 | 0 | 0 | 0.016125 | 0.016125 | $/kWh
electric | energy |  | 0 | 0 | 4 | 4 | 7 | 8 | 1 | 1 | 0.015918 | 0.015918 | $/kWh
electric | energy |  | 0 | 0 | 4 | 4 | 7 | 8 | 2 | 2 | 0.015965 | 0.015965 | $/kWh
electric | energy |  | 0 | 0 | 4 | 4 | 7 | 8 | 3 | 3 | 0.015824 | 0.015824 | $/kWh
electric | energy |  | 0 | 0 | 4 | 4 | 7 | 8 | 4 | 4 | 0.014916 | 0.014916 | $/kWh
electric | energy |  | 0 | 0 | 4 | 4 | 7 | 8 | 5 | 5 | 0.012058 | 0.012058 | $/kWh
electric | energy |  | 0 | 0 | 4 | 4 | 7 | 8 | 6 | 6 | 0.010767 | 0.010767 | $/kWh
electric | energy |  | 0 | 0 | 4 | 4 | 8 | 9 | 0 | 0 | 0.01816 | 0.01816 | $/kWh
electric | energy |  | 0 | 0 | 4 | 4 | 8 | 9 | 1 | 1 | 0.01758 | 0.01758 | $/kWh
electric | energy |  | 0 | 0 | 4 | 4 | 8 | 9 | 2 | 2 | 0.019672 | 0.019672 | $/kWh
electric | energy |  | 0 | 0 | 4 | 4 | 8 | 9 | 3 | 3 | 0.018488 | 0.018488 | $/kWh
electric | energy |  | 0 | 0 | 4 | 4 | 8 | 9 | 4 | 4 | 0.016142 | 0.016142 | $/kWh
electric | energy |  | 0 | 0 | 4 | 4 | 8 | 9 | 5 | 5 | 0.01364 | 0.01364 | $/kWh
electric | energy |  | 0 | 0 | 4 | 4 | 8 | 9 | 6 | 6 | 0.01217 | 0.01217 | $/kWh
electric | energy |  | 0 | 0 | 4 | 4 | 9 | 10 | 0 | 0 | 0.016987 | 0.016987 | $/kWh
electric | energy |  | 0 | 0 | 4 | 4 | 9 | 10 | 1 | 1 | 0.017365 | 0.017365 | $/kWh
electric | energy |  | 0 | 0 | 4 | 4 | 9 | 10 | 2 | 2 | 0.020082 | 0.020082 | $/kWh
electric | energy |  | 0 | 0 | 4 | 4 | 9 | 10 | 3 | 3 | 0.01762 | 0.01762 | $/kWh
electric | energy |  | 0 | 0 | 4 | 4 | 9 | 10 | 4 | 4 | 0.016558 | 0.016558 | $/kWh
electric | energy |  | 0 | 0 | 4 | 4 | 9 | 10 | 5 | 5 | 0.013485 | 0.013485 | $/kWh
electric | energy |  | 0 | 0 | 4 | 4 | 9 | 10 | 6 | 6 | 0.012382 | 0.012382 | $/kWh
electric | energy |  | 0 | 0 | 4 | 4 | 10 | 11 | 0 | 0 | 0.016032 | 0.016032 | $/kWh
electric | energy |  | 0 | 0 | 4 | 4 | 10 | 11 | 1 | 1 | 0.017153 | 0.017153 | $/kWh
electric | energy |  | 0 | 0 | 4 | 4 | 10 | 11 | 2 | 2 | 0.01956 | 0.01956 | $/kWh
electric | energy |  | 0 | 0 | 4 | 4 | 10 | 11 | 3 | 3 | 0.017006 | 0.017006 | $/kWh
electric | energy |  | 0 | 0 | 4 | 4 | 10 | 11 | 4 | 4 | 0.015476 | 0.015476 | $/kWh
electric | energy |  | 0 | 0 | 4 | 4 | 10 | 11 | 5 | 5 | 0.01385 | 0.01385 | $/kWh
electric | energy |  | 0 | 0 | 4 | 4 | 10 | 11 | 6 | 6 | 0.012167 | 0.012167 | $/kWh
electric | energy |  | 0 | 0 | 4 | 4 | 11 | 12 | 0 | 0 | 0.01492 | 0.01492 | $/kWh
electric | energy |  | 0 | 0 | 4 | 4 | 11 | 12 | 1 | 1 | 0.01594 | 0.01594 | $/kWh
electric | energy |  | 0 | 0 | 4 | 4 | 11 | 12 | 2 | 2 | 0.018715 | 0.018715 | $/kWh
electric | energy |  | 0 | 0 | 4 | 4 | 11 | 12 | 3 | 3 | 0.015906 | 0.015906 | $/kWh
electric | energy |  | 0 | 0 | 4 | 4 | 11 | 12 | 4 | 4 | 0.014294 | 0.014294 | $/kWh
electric | energy |  | 0 | 0 | 4 | 4 | 11 | 12 | 5 | 5 | 0.013718 | 0.013718 | $/kWh
electric | energy |  | 0 | 0 | 4 | 4 | 11 | 12 | 6 | 6 | 0.012025 | 0.012025 | $/kWh
electric | energy |  | 0 | 0 | 4 | 4 | 12 | 13 | 0 | 0 | 0.014067 | 0.014067 | $/kWh
electric | energy |  | 0 | 0 | 4 | 4 | 12 | 13 | 1 | 1 | 0.01468 | 0.01468 | $/kWh
electric | energy |  | 0 | 0 | 4 | 4 | 12 | 13 | 2 | 2 | 0.01793 | 0.01793 | $/kWh
electric | energy |  | 0 | 0 | 4 | 4 | 12 | 13 | 3 | 3 | 0.01548 | 0.01548 | $/kWh
electric | energy |  | 0 | 0 | 4 | 4 | 12 | 13 | 4 | 4 | 0.01373 | 0.01373 | $/kWh
electric | energy |  | 0 | 0 | 4 | 4 | 12 | 13 | 5 | 5 | 0.012802 | 0.012802 | $/kWh
electric | energy |  | 0 | 0 | 4 | 4 | 12 | 13 | 6 | 6 | 0.011813 | 0.011813 | $/kWh
electric | energy |  | 0 | 0 | 4 | 4 | 13 | 14 | 0 | 0 | 0.013562 | 0.013562 | $/kWh
electric | energy |  | 0 | 0 | 4 | 4 | 13 | 14 | 1 | 1 | 0.01413 | 0.01413 | $/kWh
electric | energy |  | 0 | 0 | 4 | 4 | 13 | 14 | 2 | 2 | 0.017692 | 0.017692 | $/kWh
electric | energy |  | 0 | 0 | 4 | 4 | 13 | 14 | 3 | 3 | 0.015318 | 0.015318 | $/kWh
electric | energy |  | 0 | 0 | 4 | 4 | 13 | 14 | 4 | 4 | 0.013568 | 0.013568 | $/kWh
electric | energy |  | 0 | 0 | 4 | 4 | 13 | 14 | 5 | 5 | 0.01217 | 0.01217 | $/kWh
electric | energy |  | 0 | 0 | 4 | 4 | 13 | 14 | 6 | 6 | 0.011737 | 0.011737 | $/kWh
electric | energy |  | 0 | 0 | 4 | 4 | 14 | 15 | 0 | 0 | 0.01285 | 0.01285 | $/kWh
electric | energy |  | 0 | 0 | 4 | 4 | 14 | 15 | 1 | 1 | 0.013627 | 0.013627 | $/kWh
electric | energy |  | 0 | 0 | 4 | 4 | 14 | 15 | 2 | 2 | 0.016135 | 0.016135 | $/kWh
electric | energy |  | 0 | 0 | 4 | 4 | 14 | 15 | 3 | 3 | 0.014716 | 0.014716 | $/kWh
electric | energy |  | 0 | 0 | 4 | 4 | 14 | 15 | 4 | 4 | 0.013068 | 0.013068 | $/kWh
electric | energy |  | 0 | 0 | 4 | 4 | 14 | 15 | 5 | 5 | 0.01202 | 0.01202 | $/kWh
electric | energy |  | 0 | 0 | 4 | 4 | 14 | 15 | 6 | 6 | 0.01152 | 0.01152 | $/kWh
electric | energy |  | 0 | 0 | 4 | 4 | 15 | 16 | 0 | 0 | 0.012453 | 0.012453 | $/kWh
electric | energy |  | 0 | 0 | 4 | 4 | 15 | 16 | 1 | 1 | 0.013032 | 0.013032 | $/kWh
electric | energy |  | 0 | 0 | 4 | 4 | 15 | 16 | 2 | 2 | 0.01586 | 0.01586 | $/kWh
electric | energy |  | 0 | 0 | 4 | 4 | 15 | 16 | 3 | 3 | 0.01426 | 0.01426 | $/kWh
electric | energy |  | 0 | 0 | 4 | 4 | 15 | 16 | 4 | 4 | 0.012562 | 0.012562 | $/kWh
electric | energy |  | 0 | 0 | 4 | 4 | 15 | 16 | 5 | 5 | 0.011822 | 0.011822 | $/kWh
electric | energy |  | 0 | 0 | 4 | 4 | 15 | 16 | 6 | 6 | 0.010873 | 0.010873 | $/kWh
electric | energy |  | 0 | 0 | 4 | 4 | 16 | 17 | 0 | 0 | 0.0131 | 0.0131 | $/kWh
electric | energy |  | 0 | 0 | 4 | 4 | 16 | 17 | 1 | 1 | 0.013373 | 0.013373 | $/kWh
electric | energy |  | 0 | 0 | 4 | 4 | 16 | 17 | 2 | 2 | 0.016313 | 0.016313 | $/kWh
electric | energy |  | 0 | 0 | 4 | 4 | 16 | 17 | 3 | 3 | 0.014282 | 0.014282 | $/kWh
electric | energy |  | 0 | 0 | 4 | 4 | 16 | 17 | 4 | 4 | 0.012738 | 0.012738 | $/kWh
electric | energy |  | 0 | 0 | 4 | 4 | 16 | 17 | 5 | 5 | 0.012435 | 0.012435 | $/kWh
electric | energy |  | 0 | 0 | 4 | 4 | 16 | 17 | 6 | 6 | 0.011192 | 0.011192 | $/kWh
electric | energy |  | 0 | 0 | 4 | 4 | 17 | 18 | 0 | 0 | 0.013723 | 0.013723 | $/kWh
electric | energy |  | 0 | 0 | 4 | 4 | 17 | 18 | 1 | 1 | 0.014472 | 0.014472 | $/kWh
electric | energy |  | 0 | 0 | 4 | 4 | 17 | 18 | 2 | 2 | 0.017012 | 0.017012 | $/kWh
electric | energy |  | 0 | 0 | 4 | 4 | 17 | 18 | 3 | 3 | 0.01501 | 0.01501 | $/kWh
electric | energy |  | 0 | 0 | 4 | 4 | 17 | 18 | 4 | 4 | 0.013738 | 0.013738 | $/kWh
electric | energy |  | 0 | 0 | 4 | 4 | 17 | 18 | 5 | 5 | 0.012915 | 0.012915 | $/kWh
electric | energy |  | 0 | 0 | 4 | 4 | 17 | 18 | 6 | 6 | 0.01145 | 0.01145 | $/kWh
electric | energy |  | 0 | 0 | 4 | 4 | 18 | 19 | 0 | 0 | 0.01414 | 0.01414 | $/kWh
electric | energy |  | 0 | 0 | 4 | 4 | 18 | 19 | 1 | 1 | 0.015142 | 0.015142 | $/kWh
electric | energy |  | 0 | 0 | 4 | 4 | 18 | 19 | 2 | 2 | 0.017317 | 0.017317 | $/kWh
electric | energy |  | 0 | 0 | 4 | 4 | 18 | 19 | 3 | 3 | 0.015242 | 0.015242 | $/kWh
electric | energy |  | 0 | 0 | 4 | 4 | 18 | 19 | 4 | 4 | 0.014346 | 0.014346 | $/kWh
electric | energy |  | 0 | 0 | 4 | 4 | 18 | 19 | 5 | 5 | 0.013502 | 0.013502 | $/kWh
electric | energy |  | 0 | 0 | 4 | 4 | 18 | 19 | 6 | 6 | 0.012113 | 0.012113 | $/kWh
electric | energy |  | 0 | 0 | 4 | 4 | 19 | 20 | 0 | 0 | 0.015805 | 0.015805 | $/kWh
electric | energy |  | 0 | 0 | 4 | 4 | 19 | 20 | 1 | 1 | 0.01737 | 0.01737 | $/kWh
electric | energy |  | 0 | 0 | 4 | 4 | 19 | 20 | 2 | 2 | 0.01975 | 0.01975 | $/kWh
electric | energy |  | 0 | 0 | 4 | 4 | 19 | 20 | 3 | 3 | 0.017592 | 0.017592 | $/kWh
electric | energy |  | 0 | 0 | 4 | 4 | 19 | 20 | 4 | 4 | 0.015956 | 0.015956 | $/kWh
electric | energy |  | 0 | 0 | 4 | 4 | 19 | 20 | 5 | 5 | 0.01479 | 0.01479 | $/kWh
electric | energy |  | 0 | 0 | 4 | 4 | 19 | 20 | 6 | 6 | 0.01398 | 0.01398 | $/kWh
electric | energy |  | 0 | 0 | 4 | 4 | 20 | 21 | 0 | 0 | 0.017345 | 0.017345 | $/kWh
electric | energy |  | 0 | 0 | 4 | 4 | 20 | 21 | 1 | 1 | 0.018437 | 0.018437 | $/kWh
electric | energy |  | 0 | 0 | 4 | 4 | 20 | 21 | 2 | 2 | 0.020852 | 0.020852 | $/kWh
electric | energy |  | 0 | 0 | 4 | 4 | 20 | 21 | 3 | 3 | 0.01791 | 0.01791 | $/kWh
electric | energy |  | 0 | 0 | 4 | 4 | 20 | 21 | 4 | 4 | 0.01682 | 0.01682 | $/kWh
electric | energy |  | 0 | 0 | 4 | 4 | 20 | 21 | 5 | 5 | 0.016172 | 0.016172 | $/kWh
electric | energy |  | 0 | 0 | 4 | 4 | 20 | 21 | 6 | 6 | 0.014507 | 0.014507 | $/kWh
electric | energy |  | 0 | 0 | 4 | 4 | 21 | 22 | 0 | 0 | 0.014412 | 0.014412 | $/kWh
electric | energy |  | 0 | 0 | 4 | 4 | 21 | 22 | 1 | 1 | 0.015255 | 0.015255 | $/kWh
electric | energy |  | 0 | 0 | 4 | 4 | 21 | 22 | 2 | 2 | 0.016377 | 0.016377 | $/kWh
electric | energy |  | 0 | 0 | 4 | 4 | 21 | 22 | 3 | 3 | 0.015112 | 0.015112 | $/kWh
electric | energy |  | 0 | 0 | 4 | 4 | 21 | 22 | 4 | 4 | 0.014736 | 0.014736 | $/kWh
electric | energy |  | 0 | 0 | 4 | 4 | 21 | 22 | 5 | 5 | 0.01394 | 0.01394 | $/kWh
electric | energy |  | 0 | 0 | 4 | 4 | 21 | 22 | 6 | 6 | 0.013025 | 0.013025 | $/kWh
electric | energy |  | 0 | 0 | 4 | 4 | 22 | 23 | 0 | 0 | 0.012743 | 0.012743 | $/kWh
electric | energy |  | 0 | 0 | 4 | 4 | 22 | 23 | 1 | 1 | 0.01278 | 0.01278 | $/kWh
electric | energy |  | 0 | 0 | 4 | 4 | 22 | 23 | 2 | 2 | 0.01382 | 0.01382 | $/kWh
electric | energy |  | 0 | 0 | 4 | 4 | 22 | 23 | 3 | 3 | 0.013552 | 0.013552 | $/kWh
electric | energy |  | 0 | 0 | 4 | 4 | 22 | 23 | 4 | 4 | 0.01348 | 0.01348 | $/kWh
electric | energy |  | 0 | 0 | 4 | 4 | 22 | 23 | 5 | 5 | 0.01289 | 0.01289 | $/kWh
electric | energy |  | 0 | 0 | 4 | 4 | 22 | 23 | 6 | 6 | 0.01208 | 0.01208 | $/kWh
electric | energy |  | 0 | 0 | 4 | 4 | 23 | 24 | 0 | 0 | 0.012 | 0.012 | $/kWh
electric | energy |  | 0 | 0 | 4 | 4 | 23 | 24 | 1 | 1 | 0.012505 | 0.012505 | $/kWh
electric | energy |  | 0 | 0 | 4 | 4 | 23 | 24 | 2 | 2 | 0.01272 | 0.01272 | $/kWh
electric | energy |  | 0 | 0 | 4 | 4 | 23 | 24 | 3 | 3 | 0.012538 | 0.012538 | $/kWh
electric | energy |  | 0 | 0 | 4 | 4 | 23 | 24 | 4 | 4 | 0.012628 | 0.012628 | $/kWh
electric | energy |  | 0 | 0 | 4 | 4 | 23 | 24 | 5 | 5 | 0.012105 | 0.012105 | $/kWh
electric | energy |  | 0 | 0 | 4 | 4 | 23 | 24 | 6 | 6 | 0.011852 | 0.011852 | $/kWh
electric | energy |  | 0 | 0 | 5 | 5 | 0 | 1 | 0 | 0 | 0.014946 | 0.014946 | $/kWh
electric | energy |  | 0 | 0 | 5 | 5 | 0 | 1 | 1 | 1 | 0.014698 | 0.014698 | $/kWh
electric | energy |  | 0 | 0 | 5 | 5 | 0 | 1 | 2 | 2 | 0.014127 | 0.014127 | $/kWh
electric | energy |  | 0 | 0 | 5 | 5 | 0 | 1 | 3 | 3 | 0.01682 | 0.01682 | $/kWh
electric | energy |  | 0 | 0 | 5 | 5 | 0 | 1 | 4 | 4 | 0.020407 | 0.020407 | $/kWh
electric | energy |  | 0 | 0 | 5 | 5 | 0 | 1 | 5 | 5 | 0.015162 | 0.015162 | $/kWh
electric | energy |  | 0 | 0 | 5 | 5 | 0 | 1 | 6 | 6 | 0.01467 | 0.01467 | $/kWh
electric | energy |  | 0 | 0 | 5 | 5 | 1 | 2 | 0 | 0 | 0.013694 | 0.013694 | $/kWh
electric | energy |  | 0 | 0 | 5 | 5 | 1 | 2 | 1 | 1 | 0.012365 | 0.012365 | $/kWh
electric | energy |  | 0 | 0 | 5 | 5 | 1 | 2 | 2 | 2 | 0.01256 | 0.01256 | $/kWh
electric | energy |  | 0 | 0 | 5 | 5 | 1 | 2 | 3 | 3 | 0.014812 | 0.014812 | $/kWh
electric | energy |  | 0 | 0 | 5 | 5 | 1 | 2 | 4 | 4 | 0.017845 | 0.017845 | $/kWh
electric | energy |  | 0 | 0 | 5 | 5 | 1 | 2 | 5 | 5 | 0.01352 | 0.01352 | $/kWh
electric | energy |  | 0 | 0 | 5 | 5 | 1 | 2 | 6 | 6 | 0.01324 | 0.01324 | $/kWh
electric | energy |  | 0 | 0 | 5 | 5 | 2 | 3 | 0 | 0 | 0.013226 | 0.013226 | $/kWh
electric | energy |  | 0 | 0 | 5 | 5 | 2 | 3 | 1 | 1 | 0.012113 | 0.012113 | $/kWh
electric | energy |  | 0 | 0 | 5 | 5 | 2 | 3 | 2 | 2 | 0.011522 | 0.011522 | $/kWh
electric | energy |  | 0 | 0 | 5 | 5 | 2 | 3 | 3 | 3 | 0.01389 | 0.01389 | $/kWh
electric | energy |  | 0 | 0 | 5 | 5 | 2 | 3 | 4 | 4 | 0.01614 | 0.01614 | $/kWh
electric | energy |  | 0 | 0 | 5 | 5 | 2 | 3 | 5 | 5 | 0.012838 | 0.012838 | $/kWh
electric | energy |  | 0 | 0 | 5 | 5 | 2 | 3 | 6 | 6 | 0.012112 | 0.012112 | $/kWh
electric | energy |  | 0 | 0 | 5 | 5 | 3 | 4 | 0 | 0 | 0.012986 | 0.012986 | $/kWh
electric | energy |  | 0 | 0 | 5 | 5 | 3 | 4 | 1 | 1 | 0.011915 | 0.011915 | $/kWh
electric | energy |  | 0 | 0 | 5 | 5 | 3 | 4 | 2 | 2 | 0.011938 | 0.011938 | $/kWh
electric | energy |  | 0 | 0 | 5 | 5 | 3 | 4 | 3 | 3 | 0.01377 | 0.01377 | $/kWh
electric | energy |  | 0 | 0 | 5 | 5 | 3 | 4 | 4 | 4 | 0.015688 | 0.015688 | $/kWh
electric | energy |  | 0 | 0 | 5 | 5 | 3 | 4 | 5 | 5 | 0.012224 | 0.012224 | $/kWh
electric | energy |  | 0 | 0 | 5 | 5 | 3 | 4 | 6 | 6 | 0.01197 | 0.01197 | $/kWh
electric | energy |  | 0 | 0 | 5 | 5 | 4 | 5 | 0 | 0 | 0.013248 | 0.013248 | $/kWh
electric | energy |  | 0 | 0 | 5 | 5 | 4 | 5 | 1 | 1 | 0.012 | 0.012 | $/kWh
electric | energy |  | 0 | 0 | 5 | 5 | 4 | 5 | 2 | 2 | 0.011595 | 0.011595 | $/kWh
electric | energy |  | 0 | 0 | 5 | 5 | 4 | 5 | 3 | 3 | 0.01413 | 0.01413 | $/kWh
electric | energy |  | 0 | 0 | 5 | 5 | 4 | 5 | 4 | 4 | 0.016495 | 0.016495 | $/kWh
electric | energy |  | 0 | 0 | 5 | 5 | 4 | 5 | 5 | 5 | 0.0119 | 0.0119 | $/kWh
electric | energy |  | 0 | 0 | 5 | 5 | 4 | 5 | 6 | 6 | 0.01177 | 0.01177 | $/kWh
electric | energy |  | 0 | 0 | 5 | 5 | 5 | 6 | 0 | 0 | 0.014392 | 0.014392 | $/kWh
electric | energy |  | 0 | 0 | 5 | 5 | 5 | 6 | 1 | 1 | 0.013562 | 0.013562 | $/kWh
electric | energy |  | 0 | 0 | 5 | 5 | 5 | 6 | 2 | 2 | 0.013777 | 0.013777 | $/kWh
electric | energy |  | 0 | 0 | 5 | 5 | 5 | 6 | 3 | 3 | 0.016592 | 0.016592 | $/kWh
electric | energy |  | 0 | 0 | 5 | 5 | 5 | 6 | 4 | 4 | 0.01838 | 0.01838 | $/kWh
electric | energy |  | 0 | 0 | 5 | 5 | 5 | 6 | 5 | 5 | 0.0126 | 0.0126 | $/kWh
electric | energy |  | 0 | 0 | 5 | 5 | 5 | 6 | 6 | 6 | 0.01219 | 0.01219 | $/kWh
electric | energy |  | 0 | 0 | 5 | 5 | 6 | 7 | 0 | 0 | 0.015212 | 0.015212 | $/kWh
electric | energy |  | 0 | 0 | 5 | 5 | 6 | 7 | 1 | 1 | 0.01561 | 0.01561 | $/kWh
electric | energy |  | 0 | 0 | 5 | 5 | 6 | 7 | 2 | 2 | 0.017483 | 0.017483 | $/kWh
electric | energy |  | 0 | 0 | 5 | 5 | 6 | 7 | 3 | 3 | 0.01924 | 0.01924 | $/kWh
electric | energy |  | 0 | 0 | 5 | 5 | 6 | 7 | 4 | 4 | 0.020517 | 0.020517 | $/kWh
electric | energy |  | 0 | 0 | 5 | 5 | 6 | 7 | 5 | 5 | 0.012736 | 0.012736 | $/kWh
electric | energy |  | 0 | 0 | 5 | 5 | 6 | 7 | 6 | 6 | 0.012106 | 0.012106 | $/kWh
electric | energy |  | 0 | 0 | 5 | 5 | 7 | 8 | 0 | 0 | 0.019212 | 0.019212 | $/kWh
electric | energy |  | 0 | 0 | 5 | 5 | 7 | 8 | 1 | 1 | 0.018847 | 0.018847 | $/kWh
electric | energy |  | 0 | 0 | 5 | 5 | 7 | 8 | 2 | 2 | 0.022865 | 0.022865 | $/kWh
electric | energy |  | 0 | 0 | 5 | 5 | 7 | 8 | 3 | 3 | 0.02397 | 0.02397 | $/kWh
electric | energy |  | 0 | 0 | 5 | 5 | 7 | 8 | 4 | 4 | 0.024927 | 0.024927 | $/kWh
electric | energy |  | 0 | 0 | 5 | 5 | 7 | 8 | 5 | 5 | 0.013626 | 0.013626 | $/kWh
electric | energy |  | 0 | 0 | 5 | 5 | 7 | 8 | 6 | 6 | 0.012842 | 0.012842 | $/kWh
electric | energy |  | 0 | 0 | 5 | 5 | 8 | 9 | 0 | 0 | 0.024366 | 0.024366 | $/kWh
electric | energy |  | 0 | 0 | 5 | 5 | 8 | 9 | 1 | 1 | 0.021885 | 0.021885 | $/kWh
electric | energy |  | 0 | 0 | 5 | 5 | 8 | 9 | 2 | 2 | 0.02618 | 0.02618 | $/kWh
electric | energy |  | 0 | 0 | 5 | 5 | 8 | 9 | 3 | 3 | 0.02758 | 0.02758 | $/kWh
electric | energy |  | 0 | 0 | 5 | 5 | 8 | 9 | 4 | 4 | 0.028025 | 0.028025 | $/kWh
electric | energy |  | 0 | 0 | 5 | 5 | 8 | 9 | 5 | 5 | 0.017082 | 0.017082 | $/kWh
electric | energy |  | 0 | 0 | 5 | 5 | 8 | 9 | 6 | 6 | 0.016056 | 0.016056 | $/kWh
electric | energy |  | 0 | 0 | 5 | 5 | 9 | 10 | 0 | 0 | 0.02524 | 0.02524 | $/kWh
electric | energy |  | 0 | 0 | 5 | 5 | 9 | 10 | 1 | 1 | 0.022242 | 0.022242 | $/kWh
electric | energy |  | 0 | 0 | 5 | 5 | 9 | 10 | 2 | 2 | 0.02691 | 0.02691 | $/kWh
electric | energy |  | 0 | 0 | 5 | 5 | 9 | 10 | 3 | 3 | 0.028935 | 0.028935 | $/kWh
electric | energy |  | 0 | 0 | 5 | 5 | 9 | 10 | 4 | 4 | 0.0278 | 0.0278 | $/kWh
electric | energy |  | 0 | 0 | 5 | 5 | 9 | 10 | 5 | 5 | 0.018 | 0.018 | $/kWh
electric | energy |  | 0 | 0 | 5 | 5 | 9 | 10 | 6 | 6 | 0.017094 | 0.017094 | $/kWh
electric | energy |  | 0 | 0 | 5 | 5 | 10 | 11 | 0 | 0 | 0.024996 | 0.024996 | $/kWh
electric | energy |  | 0 | 0 | 5 | 5 | 10 | 11 | 1 | 1 | 0.023905 | 0.023905 | $/kWh
electric | energy |  | 0 | 0 | 5 | 5 | 10 | 11 | 2 | 2 | 0.026825 | 0.026825 | $/kWh
electric | energy |  | 0 | 0 | 5 | 5 | 10 | 11 | 3 | 3 | 0.02903 | 0.02903 | $/kWh
electric | energy |  | 0 | 0 | 5 | 5 | 10 | 11 | 4 | 4 | 0.026933 | 0.026933 | $/kWh
electric | energy |  | 0 | 0 | 5 | 5 | 10 | 11 | 5 | 5 | 0.018558 | 0.018558 | $/kWh
electric | energy |  | 0 | 0 | 5 | 5 | 10 | 11 | 6 | 6 | 0.01717 | 0.01717 | $/kWh
electric | energy |  | 0 | 0 | 5 | 5 | 11 | 12 | 0 | 0 | 0.025346 | 0.025346 | $/kWh
electric | energy |  | 0 | 0 | 5 | 5 | 11 | 12 | 1 | 1 | 0.024243 | 0.024243 | $/kWh
electric | energy |  | 0 | 0 | 5 | 5 | 11 | 12 | 2 | 2 | 0.026805 | 0.026805 | $/kWh
electric | energy |  | 0 | 0 | 5 | 5 | 11 | 12 | 3 | 3 | 0.027858 | 0.027858 | $/kWh
electric | energy |  | 0 | 0 | 5 | 5 | 11 | 12 | 4 | 4 | 0.028595 | 0.028595 | $/kWh
electric | energy |  | 0 | 0 | 5 | 5 | 11 | 12 | 5 | 5 | 0.018858 | 0.018858 | $/kWh
electric | energy |  | 0 | 0 | 5 | 5 | 11 | 12 | 6 | 6 | 0.017662 | 0.017662 | $/kWh
electric | energy |  | 0 | 0 | 5 | 5 | 12 | 13 | 0 | 0 | 0.024014 | 0.024014 | $/kWh
electric | energy |  | 0 | 0 | 5 | 5 | 12 | 13 | 1 | 1 | 0.023967 | 0.023967 | $/kWh
electric | energy |  | 0 | 0 | 5 | 5 | 12 | 13 | 2 | 2 | 0.026568 | 0.026568 | $/kWh
electric | energy |  | 0 | 0 | 5 | 5 | 12 | 13 | 3 | 3 | 0.028055 | 0.028055 | $/kWh
electric | energy |  | 0 | 0 | 5 | 5 | 12 | 13 | 4 | 4 | 0.028452 | 0.028452 | $/kWh
electric | energy |  | 0 | 0 | 5 | 5 | 12 | 13 | 5 | 5 | 0.01853 | 0.01853 | $/kWh
electric | energy |  | 0 | 0 | 5 | 5 | 12 | 13 | 6 | 6 | 0.01821 | 0.01821 | $/kWh
electric | energy |  | 0 | 0 | 5 | 5 | 13 | 14 | 0 | 0 | 0.023016 | 0.023016 | $/kWh
electric | energy |  | 0 | 0 | 5 | 5 | 13 | 14 | 1 | 1 | 0.023348 | 0.023348 | $/kWh
electric | energy |  | 0 | 0 | 5 | 5 | 13 | 14 | 2 | 2 | 0.02722 | 0.02722 | $/kWh
electric | energy |  | 0 | 0 | 5 | 5 | 13 | 14 | 3 | 3 | 0.027602 | 0.027602 | $/kWh
electric | energy |  | 0 | 0 | 5 | 5 | 13 | 14 | 4 | 4 | 0.028587 | 0.028587 | $/kWh
electric | energy |  | 0 | 0 | 5 | 5 | 13 | 14 | 5 | 5 | 0.018546 | 0.018546 | $/kWh
electric | energy |  | 0 | 0 | 5 | 5 | 13 | 14 | 6 | 6 | 0.017872 | 0.017872 | $/kWh
electric | energy |  | 0 | 0 | 5 | 5 | 14 | 15 | 0 | 0 | 0.022184 | 0.022184 | $/kWh
electric | energy |  | 0 | 0 | 5 | 5 | 14 | 15 | 1 | 1 | 0.023697 | 0.023697 | $/kWh
electric | energy |  | 0 | 0 | 5 | 5 | 14 | 15 | 2 | 2 | 0.026142 | 0.026142 | $/kWh
electric | energy |  | 0 | 0 | 5 | 5 | 14 | 15 | 3 | 3 | 0.027422 | 0.027422 | $/kWh
electric | energy |  | 0 | 0 | 5 | 5 | 14 | 15 | 4 | 4 | 0.026648 | 0.026648 | $/kWh
electric | energy |  | 0 | 0 | 5 | 5 | 14 | 15 | 5 | 5 | 0.017666 | 0.017666 | $/kWh
electric | energy |  | 0 | 0 | 5 | 5 | 14 | 15 | 6 | 6 | 0.017864 | 0.017864 | $/kWh
electric | energy |  | 0 | 0 | 5 | 5 | 15 | 16 | 0 | 0 | 0.022044 | 0.022044 | $/kWh
electric | energy |  | 0 | 0 | 5 | 5 | 15 | 16 | 1 | 1 | 0.023015 | 0.023015 | $/kWh
electric | energy |  | 0 | 0 | 5 | 5 | 15 | 16 | 2 | 2 | 0.02654 | 0.02654 | $/kWh
electric | energy |  | 0 | 0 | 5 | 5 | 15 | 16 | 3 | 3 | 0.026883 | 0.026883 | $/kWh
electric | energy |  | 0 | 0 | 5 | 5 | 15 | 16 | 4 | 4 | 0.02672 | 0.02672 | $/kWh
electric | energy |  | 0 | 0 | 5 | 5 | 15 | 16 | 5 | 5 | 0.01648 | 0.01648 | $/kWh
electric | energy |  | 0 | 0 | 5 | 5 | 15 | 16 | 6 | 6 | 0.017576 | 0.017576 | $/kWh
electric | energy |  | 0 | 0 | 5 | 5 | 16 | 17 | 0 | 0 | 0.022504 | 0.022504 | $/kWh
electric | energy |  | 0 | 0 | 5 | 5 | 16 | 17 | 1 | 1 | 0.023155 | 0.023155 | $/kWh
electric | energy |  | 0 | 0 | 5 | 5 | 16 | 17 | 2 | 2 | 0.027595 | 0.027595 | $/kWh
electric | energy |  | 0 | 0 | 5 | 5 | 16 | 17 | 3 | 3 | 0.026578 | 0.026578 | $/kWh
electric | energy |  | 0 | 0 | 5 | 5 | 16 | 17 | 4 | 4 | 0.026672 | 0.026672 | $/kWh
electric | energy |  | 0 | 0 | 5 | 5 | 16 | 17 | 5 | 5 | 0.016342 | 0.016342 | $/kWh
electric | energy |  | 0 | 0 | 5 | 5 | 16 | 17 | 6 | 6 | 0.018936 | 0.018936 | $/kWh
electric | energy |  | 0 | 0 | 5 | 5 | 17 | 18 | 0 | 0 | 0.02467 | 0.02467 | $/kWh
electric | energy |  | 0 | 0 | 5 | 5 | 17 | 18 | 1 | 1 | 0.026752 | 0.026752 | $/kWh
electric | energy |  | 0 | 0 | 5 | 5 | 17 | 18 | 2 | 2 | 0.02807 | 0.02807 | $/kWh
electric | energy |  | 0 | 0 | 5 | 5 | 17 | 18 | 3 | 3 | 0.029742 | 0.029742 | $/kWh
electric | energy |  | 0 | 0 | 5 | 5 | 17 | 18 | 4 | 4 | 0.028577 | 0.028577 | $/kWh
electric | energy |  | 0 | 0 | 5 | 5 | 17 | 18 | 5 | 5 | 0.01903 | 0.01903 | $/kWh
electric | energy |  | 0 | 0 | 5 | 5 | 17 | 18 | 6 | 6 | 0.021308 | 0.021308 | $/kWh
electric | energy |  | 0 | 0 | 5 | 5 | 18 | 19 | 0 | 0 | 0.025582 | 0.025582 | $/kWh
electric | energy |  | 0 | 0 | 5 | 5 | 18 | 19 | 1 | 1 | 0.027005 | 0.027005 | $/kWh
electric | energy |  | 0 | 0 | 5 | 5 | 18 | 19 | 2 | 2 | 0.027858 | 0.027858 | $/kWh
electric | energy |  | 0 | 0 | 5 | 5 | 18 | 19 | 3 | 3 | 0.028607 | 0.028607 | $/kWh
electric | energy |  | 0 | 0 | 5 | 5 | 18 | 19 | 4 | 4 | 0.02857 | 0.02857 | $/kWh
electric | energy |  | 0 | 0 | 5 | 5 | 18 | 19 | 5 | 5 | 0.020382 | 0.020382 | $/kWh
electric | energy |  | 0 | 0 | 5 | 5 | 18 | 19 | 6 | 6 | 0.022576 | 0.022576 | $/kWh
electric | energy |  | 0 | 0 | 5 | 5 | 19 | 20 | 0 | 0 | 0.024888 | 0.024888 | $/kWh
electric | energy |  | 0 | 0 | 5 | 5 | 19 | 20 | 1 | 1 | 0.026727 | 0.026727 | $/kWh
electric | energy |  | 0 | 0 | 5 | 5 | 19 | 20 | 2 | 2 | 0.02819 | 0.02819 | $/kWh
electric | energy |  | 0 | 0 | 5 | 5 | 19 | 20 | 3 | 3 | 0.031497 | 0.031497 | $/kWh
electric | energy |  | 0 | 0 | 5 | 5 | 19 | 20 | 4 | 4 | 0.026812 | 0.026812 | $/kWh
electric | energy |  | 0 | 0 | 5 | 5 | 19 | 20 | 5 | 5 | 0.020678 | 0.020678 | $/kWh
electric | energy |  | 0 | 0 | 5 | 5 | 19 | 20 | 6 | 6 | 0.022984 | 0.022984 | $/kWh
electric | energy |  | 0 | 0 | 5 | 5 | 20 | 21 | 0 | 0 | 0.0261 | 0.0261 | $/kWh
electric | energy |  | 0 | 0 | 5 | 5 | 20 | 21 | 1 | 1 | 0.02569 | 0.02569 | $/kWh
electric | energy |  | 0 | 0 | 5 | 5 | 20 | 21 | 2 | 2 | 0.029725 | 0.029725 | $/kWh
electric | energy |  | 0 | 0 | 5 | 5 | 20 | 21 | 3 | 3 | 0.03073 | 0.03073 | $/kWh
electric | energy |  | 0 | 0 | 5 | 5 | 20 | 21 | 4 | 4 | 0.027903 | 0.027903 | $/kWh
electric | energy |  | 0 | 0 | 5 | 5 | 20 | 21 | 5 | 5 | 0.022276 | 0.022276 | $/kWh
electric | energy |  | 0 | 0 | 5 | 5 | 20 | 21 | 6 | 6 | 0.024192 | 0.024192 | $/kWh
electric | energy |  | 0 | 0 | 5 | 5 | 21 | 22 | 0 | 0 | 0.022338 | 0.022338 | $/kWh
electric | energy |  | 0 | 0 | 5 | 5 | 21 | 22 | 1 | 1 | 0.02195 | 0.02195 | $/kWh
electric | energy |  | 0 | 0 | 5 | 5 | 21 | 22 | 2 | 2 | 0.02588 | 0.02588 | $/kWh
electric | energy |  | 0 | 0 | 5 | 5 | 21 | 22 | 3 | 3 | 0.027692 | 0.027692 | $/kWh
electric | energy |  | 0 | 0 | 5 | 5 | 21 | 22 | 4 | 4 | 0.02454 | 0.02454 | $/kWh
electric | energy |  | 0 | 0 | 5 | 5 | 21 | 22 | 5 | 5 | 0.020684 | 0.020684 | $/kWh
electric | energy |  | 0 | 0 | 5 | 5 | 21 | 22 | 6 | 6 | 0.021326 | 0.021326 | $/kWh
electric | energy |  | 0 | 0 | 5 | 5 | 22 | 23 | 0 | 0 | 0.0192 | 0.0192 | $/kWh
electric | energy |  | 0 | 0 | 5 | 5 | 22 | 23 | 1 | 1 | 0.019078 | 0.019078 | $/kWh
electric | energy |  | 0 | 0 | 5 | 5 | 22 | 23 | 2 | 2 | 0.022015 | 0.022015 | $/kWh
electric | energy |  | 0 | 0 | 5 | 5 | 22 | 23 | 3 | 3 | 0.024165 | 0.024165 | $/kWh
electric | energy |  | 0 | 0 | 5 | 5 | 22 | 23 | 4 | 4 | 0.022132 | 0.022132 | $/kWh
electric | energy |  | 0 | 0 | 5 | 5 | 22 | 23 | 5 | 5 | 0.018326 | 0.018326 | $/kWh
electric | energy |  | 0 | 0 | 5 | 5 | 22 | 23 | 6 | 6 | 0.01848 | 0.01848 | $/kWh
electric | energy |  | 0 | 0 | 5 | 5 | 23 | 24 | 0 | 0 | 0.016716 | 0.016716 | $/kWh
electric | energy |  | 0 | 0 | 5 | 5 | 23 | 24 | 1 | 1 | 0.017917 | 0.017917 | $/kWh
electric | energy |  | 0 | 0 | 5 | 5 | 23 | 24 | 2 | 2 | 0.020475 | 0.020475 | $/kWh
electric | energy |  | 0 | 0 | 5 | 5 | 23 | 24 | 3 | 3 | 0.02116 | 0.02116 | $/kWh
electric | energy |  | 0 | 0 | 5 | 5 | 23 | 24 | 4 | 4 | 0.020925 | 0.020925 | $/kWh
electric | energy |  | 0 | 0 | 5 | 5 | 23 | 24 | 5 | 5 | 0.01631 | 0.01631 | $/kWh
electric | energy |  | 0 | 0 | 5 | 5 | 23 | 24 | 6 | 6 | 0.016532 | 0.016532 | $/kWh
electric | energy |  | 0 | 0 | 6 | 6 | 0 | 1 | 0 | 0 | 0.029767 | 0.029767 | $/kWh
electric | energy |  | 0 | 0 | 6 | 6 | 0 | 1 | 1 | 1 | 0.030072 | 0.030072 | $/kWh
electric | energy |  | 0 | 0 | 6 | 6 | 0 | 1 | 2 | 2 | 0.029872 | 0.029872 | $/kWh
electric | energy |  | 0 | 0 | 6 | 6 | 0 | 1 | 3 | 3 | 0.02497 | 0.02497 | $/kWh
electric | energy |  | 0 | 0 | 6 | 6 | 0 | 1 | 4 | 4 | 0.021465 | 0.021465 | $/kWh
electric | energy |  | 0 | 0 | 6 | 6 | 0 | 1 | 5 | 5 | 0.022545 | 0.022545 | $/kWh
electric | energy |  | 0 | 0 | 6 | 6 | 0 | 1 | 6 | 6 | 0.025603 | 0.025603 | $/kWh
electric | energy |  | 0 | 0 | 6 | 6 | 1 | 2 | 0 | 0 | 0.026305 | 0.026305 | $/kWh
electric | energy |  | 0 | 0 | 6 | 6 | 1 | 2 | 1 | 1 | 0.027186 | 0.027186 | $/kWh
electric | energy |  | 0 | 0 | 6 | 6 | 1 | 2 | 2 | 2 | 0.027522 | 0.027522 | $/kWh
electric | energy |  | 0 | 0 | 6 | 6 | 1 | 2 | 3 | 3 | 0.021147 | 0.021147 | $/kWh
electric | energy |  | 0 | 0 | 6 | 6 | 1 | 2 | 4 | 4 | 0.02001 | 0.02001 | $/kWh
electric | energy |  | 0 | 0 | 6 | 6 | 1 | 2 | 5 | 5 | 0.020515 | 0.020515 | $/kWh
electric | energy |  | 0 | 0 | 6 | 6 | 1 | 2 | 6 | 6 | 0.02356 | 0.02356 | $/kWh
electric | energy |  | 0 | 0 | 6 | 6 | 2 | 3 | 0 | 0 | 0.024485 | 0.024485 | $/kWh
electric | energy |  | 0 | 0 | 6 | 6 | 2 | 3 | 1 | 1 | 0.025568 | 0.025568 | $/kWh
electric | energy |  | 0 | 0 | 6 | 6 | 2 | 3 | 2 | 2 | 0.024904 | 0.024904 | $/kWh
electric | energy |  | 0 | 0 | 6 | 6 | 2 | 3 | 3 | 3 | 0.02028 | 0.02028 | $/kWh
electric | energy |  | 0 | 0 | 6 | 6 | 2 | 3 | 4 | 4 | 0.018937 | 0.018937 | $/kWh
electric | energy |  | 0 | 0 | 6 | 6 | 2 | 3 | 5 | 5 | 0.020032 | 0.020032 | $/kWh
electric | energy |  | 0 | 0 | 6 | 6 | 2 | 3 | 6 | 6 | 0.021895 | 0.021895 | $/kWh
electric | energy |  | 0 | 0 | 6 | 6 | 3 | 4 | 0 | 0 | 0.02318 | 0.02318 | $/kWh
electric | energy |  | 0 | 0 | 6 | 6 | 3 | 4 | 1 | 1 | 0.024758 | 0.024758 | $/kWh
electric | energy |  | 0 | 0 | 6 | 6 | 3 | 4 | 2 | 2 | 0.024092 | 0.024092 | $/kWh
electric | energy |  | 0 | 0 | 6 | 6 | 3 | 4 | 3 | 3 | 0.019793 | 0.019793 | $/kWh
electric | energy |  | 0 | 0 | 6 | 6 | 3 | 4 | 4 | 4 | 0.01813 | 0.01813 | $/kWh
electric | energy |  | 0 | 0 | 6 | 6 | 3 | 4 | 5 | 5 | 0.017917 | 0.017917 | $/kWh
electric | energy |  | 0 | 0 | 6 | 6 | 3 | 4 | 6 | 6 | 0.021135 | 0.021135 | $/kWh
electric | energy |  | 0 | 0 | 6 | 6 | 4 | 5 | 0 | 0 | 0.023035 | 0.023035 | $/kWh
electric | energy |  | 0 | 0 | 6 | 6 | 4 | 5 | 1 | 1 | 0.024734 | 0.024734 | $/kWh
electric | energy |  | 0 | 0 | 6 | 6 | 4 | 5 | 2 | 2 | 0.024072 | 0.024072 | $/kWh
electric | energy |  | 0 | 0 | 6 | 6 | 4 | 5 | 3 | 3 | 0.020153 | 0.020153 | $/kWh
electric | energy |  | 0 | 0 | 6 | 6 | 4 | 5 | 4 | 4 | 0.018597 | 0.018597 | $/kWh
electric | energy |  | 0 | 0 | 6 | 6 | 4 | 5 | 5 | 5 | 0.017982 | 0.017982 | $/kWh
electric | energy |  | 0 | 0 | 6 | 6 | 4 | 5 | 6 | 6 | 0.020342 | 0.020342 | $/kWh
electric | energy |  | 0 | 0 | 6 | 6 | 5 | 6 | 0 | 0 | 0.02446 | 0.02446 | $/kWh
electric | energy |  | 0 | 0 | 6 | 6 | 5 | 6 | 1 | 1 | 0.025936 | 0.025936 | $/kWh
electric | energy |  | 0 | 0 | 6 | 6 | 5 | 6 | 2 | 2 | 0.025108 | 0.025108 | $/kWh
electric | energy |  | 0 | 0 | 6 | 6 | 5 | 6 | 3 | 3 | 0.02 | 0.02 | $/kWh
electric | energy |  | 0 | 0 | 6 | 6 | 5 | 6 | 4 | 4 | 0.019495 | 0.019495 | $/kWh
electric | energy |  | 0 | 0 | 6 | 6 | 5 | 6 | 5 | 5 | 0.018228 | 0.018228 | $/kWh
electric | energy |  | 0 | 0 | 6 | 6 | 5 | 6 | 6 | 6 | 0.019367 | 0.019367 | $/kWh
electric | energy |  | 0 | 0 | 6 | 6 | 6 | 7 | 0 | 0 | 0.026767 | 0.026767 | $/kWh
electric | energy |  | 0 | 0 | 6 | 6 | 6 | 7 | 1 | 1 | 0.028212 | 0.028212 | $/kWh
electric | energy |  | 0 | 0 | 6 | 6 | 6 | 7 | 2 | 2 | 0.027 | 0.027 | $/kWh
electric | energy |  | 0 | 0 | 6 | 6 | 6 | 7 | 3 | 3 | 0.020663 | 0.020663 | $/kWh
electric | energy |  | 0 | 0 | 6 | 6 | 6 | 7 | 4 | 4 | 0.019787 | 0.019787 | $/kWh
electric | energy |  | 0 | 0 | 6 | 6 | 6 | 7 | 5 | 5 | 0.017458 | 0.017458 | $/kWh
electric | energy |  | 0 | 0 | 6 | 6 | 6 | 7 | 6 | 6 | 0.017167 | 0.017167 | $/kWh
electric | energy |  | 0 | 0 | 6 | 6 | 7 | 8 | 0 | 0 | 0.030668 | 0.030668 | $/kWh
electric | energy |  | 0 | 0 | 6 | 6 | 7 | 8 | 1 | 1 | 0.029908 | 0.029908 | $/kWh
electric | energy |  | 0 | 0 | 6 | 6 | 7 | 8 | 2 | 2 | 0.028946 | 0.028946 | $/kWh
electric | energy |  | 0 | 0 | 6 | 6 | 7 | 8 | 3 | 3 | 0.023912 | 0.023912 | $/kWh
electric | energy |  | 0 | 0 | 6 | 6 | 7 | 8 | 4 | 4 | 0.022453 | 0.022453 | $/kWh
electric | energy |  | 0 | 0 | 6 | 6 | 7 | 8 | 5 | 5 | 0.01848 | 0.01848 | $/kWh
electric | energy |  | 0 | 0 | 6 | 6 | 7 | 8 | 6 | 6 | 0.018252 | 0.018252 | $/kWh
electric | energy |  | 0 | 0 | 6 | 6 | 8 | 9 | 0 | 0 | 0.03683 | 0.03683 | $/kWh
electric | energy |  | 0 | 0 | 6 | 6 | 8 | 9 | 1 | 1 | 0.034522 | 0.034522 | $/kWh
electric | energy |  | 0 | 0 | 6 | 6 | 8 | 9 | 2 | 2 | 0.032084 | 0.032084 | $/kWh
electric | energy |  | 0 | 0 | 6 | 6 | 8 | 9 | 3 | 3 | 0.026373 | 0.026373 | $/kWh
electric | energy |  | 0 | 0 | 6 | 6 | 8 | 9 | 4 | 4 | 0.026482 | 0.026482 | $/kWh
electric | energy |  | 0 | 0 | 6 | 6 | 8 | 9 | 5 | 5 | 0.022655 | 0.022655 | $/kWh
electric | energy |  | 0 | 0 | 6 | 6 | 8 | 9 | 6 | 6 | 0.021878 | 0.021878 | $/kWh
electric | energy |  | 0 | 0 | 6 | 6 | 9 | 10 | 0 | 0 | 0.038545 | 0.038545 | $/kWh
electric | energy |  | 0 | 0 | 6 | 6 | 9 | 10 | 1 | 1 | 0.038278 | 0.038278 | $/kWh
electric | energy |  | 0 | 0 | 6 | 6 | 9 | 10 | 2 | 2 | 0.035196 | 0.035196 | $/kWh
electric | energy |  | 0 | 0 | 6 | 6 | 9 | 10 | 3 | 3 | 0.02757 | 0.02757 | $/kWh
electric | energy |  | 0 | 0 | 6 | 6 | 9 | 10 | 4 | 4 | 0.02886 | 0.02886 | $/kWh
electric | energy |  | 0 | 0 | 6 | 6 | 9 | 10 | 5 | 5 | 0.02363 | 0.02363 | $/kWh
electric | energy |  | 0 | 0 | 6 | 6 | 9 | 10 | 6 | 6 | 0.026363 | 0.026363 | $/kWh
electric | energy |  | 0 | 0 | 6 | 6 | 10 | 11 | 0 | 0 | 0.04083 | 0.04083 | $/kWh
electric | energy |  | 0 | 0 | 6 | 6 | 10 | 11 | 1 | 1 | 0.039546 | 0.039546 | $/kWh
electric | energy |  | 0 | 0 | 6 | 6 | 10 | 11 | 2 | 2 | 0.037448 | 0.037448 | $/kWh
electric | energy |  | 0 | 0 | 6 | 6 | 10 | 11 | 3 | 3 | 0.028063 | 0.028063 | $/kWh
electric | energy |  | 0 | 0 | 6 | 6 | 10 | 11 | 4 | 4 | 0.030865 | 0.030865 | $/kWh
electric | energy |  | 0 | 0 | 6 | 6 | 10 | 11 | 5 | 5 | 0.02589 | 0.02589 | $/kWh
electric | energy |  | 0 | 0 | 6 | 6 | 10 | 11 | 6 | 6 | 0.028467 | 0.028467 | $/kWh
electric | energy |  | 0 | 0 | 6 | 6 | 11 | 12 | 0 | 0 | 0.044227 | 0.044227 | $/kWh
electric | energy |  | 0 | 0 | 6 | 6 | 11 | 12 | 1 | 1 | 0.041358 | 0.041358 | $/kWh
electric | energy |  | 0 | 0 | 6 | 6 | 11 | 12 | 2 | 2 | 0.03814 | 0.03814 | $/kWh
electric | energy |  | 0 | 0 | 6 | 6 | 11 | 12 | 3 | 3 | 0.028833 | 0.028833 | $/kWh
electric | energy |  | 0 | 0 | 6 | 6 | 11 | 12 | 4 | 4 | 0.032252 | 0.032252 | $/kWh
electric | energy |  | 0 | 0 | 6 | 6 | 11 | 12 | 5 | 5 | 0.028653 | 0.028653 | $/kWh
electric | energy |  | 0 | 0 | 6 | 6 | 11 | 12 | 6 | 6 | 0.03231 | 0.03231 | $/kWh
electric | energy |  | 0 | 0 | 6 | 6 | 12 | 13 | 0 | 0 | 0.046435 | 0.046435 | $/kWh
electric | energy |  | 0 | 0 | 6 | 6 | 12 | 13 | 1 | 1 | 0.044796 | 0.044796 | $/kWh
electric | energy |  | 0 | 0 | 6 | 6 | 12 | 13 | 2 | 2 | 0.037926 | 0.037926 | $/kWh
electric | energy |  | 0 | 0 | 6 | 6 | 12 | 13 | 3 | 3 | 0.029825 | 0.029825 | $/kWh
electric | energy |  | 0 | 0 | 6 | 6 | 12 | 13 | 4 | 4 | 0.03344 | 0.03344 | $/kWh
electric | energy |  | 0 | 0 | 6 | 6 | 12 | 13 | 5 | 5 | 0.029685 | 0.029685 | $/kWh
electric | energy |  | 0 | 0 | 6 | 6 | 12 | 13 | 6 | 6 | 0.035777 | 0.035777 | $/kWh
electric | energy |  | 0 | 0 | 6 | 6 | 13 | 14 | 0 | 0 | 0.049517 | 0.049517 | $/kWh
electric | energy |  | 0 | 0 | 6 | 6 | 13 | 14 | 1 | 1 | 0.047046 | 0.047046 | $/kWh
electric | energy |  | 0 | 0 | 6 | 6 | 13 | 14 | 2 | 2 | 0.041272 | 0.041272 | $/kWh
electric | energy |  | 0 | 0 | 6 | 6 | 13 | 14 | 3 | 3 | 0.032435 | 0.032435 | $/kWh
electric | energy |  | 0 | 0 | 6 | 6 | 13 | 14 | 4 | 4 | 0.03462 | 0.03462 | $/kWh
electric | energy |  | 0 | 0 | 6 | 6 | 13 | 14 | 5 | 5 | 0.03035 | 0.03035 | $/kWh
electric | energy |  | 0 | 0 | 6 | 6 | 13 | 14 | 6 | 6 | 0.037308 | 0.037308 | $/kWh
electric | energy |  | 0 | 0 | 6 | 6 | 14 | 15 | 0 | 0 | 0.053805 | 0.053805 | $/kWh
electric | energy |  | 0 | 0 | 6 | 6 | 14 | 15 | 1 | 1 | 0.049378 | 0.049378 | $/kWh
electric | energy |  | 0 | 0 | 6 | 6 | 14 | 15 | 2 | 2 | 0.042062 | 0.042062 | $/kWh
electric | energy |  | 0 | 0 | 6 | 6 | 14 | 15 | 3 | 3 | 0.031938 | 0.031938 | $/kWh
electric | energy |  | 0 | 0 | 6 | 6 | 14 | 15 | 4 | 4 | 0.036388 | 0.036388 | $/kWh
electric | energy |  | 0 | 0 | 6 | 6 | 14 | 15 | 5 | 5 | 0.031315 | 0.031315 | $/kWh
electric | energy |  | 0 | 0 | 6 | 6 | 14 | 15 | 6 | 6 | 0.03948 | 0.03948 | $/kWh
electric | energy |  | 0 | 0 | 6 | 6 | 15 | 16 | 0 | 0 | 0.057675 | 0.057675 | $/kWh
electric | energy |  | 0 | 0 | 6 | 6 | 15 | 16 | 1 | 1 | 0.05372 | 0.05372 | $/kWh
electric | energy |  | 0 | 0 | 6 | 6 | 15 | 16 | 2 | 2 | 0.045364 | 0.045364 | $/kWh
electric | energy |  | 0 | 0 | 6 | 6 | 15 | 16 | 3 | 3 | 0.032985 | 0.032985 | $/kWh
electric | energy |  | 0 | 0 | 6 | 6 | 15 | 16 | 4 | 4 | 0.037733 | 0.037733 | $/kWh
electric | energy |  | 0 | 0 | 6 | 6 | 15 | 16 | 5 | 5 | 0.03251 | 0.03251 | $/kWh
electric | energy |  | 0 | 0 | 6 | 6 | 15 | 16 | 6 | 6 | 0.042658 | 0.042658 | $/kWh
electric | energy |  | 0 | 0 | 6 | 6 | 16 | 17 | 0 | 0 | 0.061472 | 0.061472 | $/kWh
electric | energy |  | 0 | 0 | 6 | 6 | 16 | 17 | 1 | 1 | 0.0563 | 0.0563 | $/kWh
electric | energy |  | 0 | 0 | 6 | 6 | 16 | 17 | 2 | 2 | 0.047756 | 0.047756 | $/kWh
electric | energy |  | 0 | 0 | 6 | 6 | 16 | 17 | 3 | 3 | 0.034052 | 0.034052 | $/kWh
electric | energy |  | 0 | 0 | 6 | 6 | 16 | 17 | 4 | 4 | 0.038057 | 0.038057 | $/kWh
electric | energy |  | 0 | 0 | 6 | 6 | 16 | 17 | 5 | 5 | 0.035132 | 0.035132 | $/kWh
electric | energy |  | 0 | 0 | 6 | 6 | 16 | 17 | 6 | 6 | 0.045105 | 0.045105 | $/kWh
electric | energy |  | 0 | 0 | 6 | 6 | 17 | 18 | 0 | 0 | 0.066255 | 0.066255 | $/kWh
electric | energy |  | 0 | 0 | 6 | 6 | 17 | 18 | 1 | 1 | 0.058054 | 0.058054 | $/kWh
electric | energy |  | 0 | 0 | 6 | 6 | 17 | 18 | 2 | 2 | 0.049684 | 0.049684 | $/kWh
electric | energy |  | 0 | 0 | 6 | 6 | 17 | 18 | 3 | 3 | 0.035715 | 0.035715 | $/kWh
electric | energy |  | 0 | 0 | 6 | 6 | 17 | 18 | 4 | 4 | 0.038168 | 0.038168 | $/kWh
electric | energy |  | 0 | 0 | 6 | 6 | 17 | 18 | 5 | 5 | 0.038155 | 0.038155 | $/kWh
electric | energy |  | 0 | 0 | 6 | 6 | 17 | 18 | 6 | 6 | 0.049555 | 0.049555 | $/kWh
electric | energy |  | 0 | 0 | 6 | 6 | 18 | 19 | 0 | 0 | 0.057807 | 0.057807 | $/kWh
electric | energy |  | 0 | 0 | 6 | 6 | 18 | 19 | 1 | 1 | 0.053574 | 0.053574 | $/kWh
electric | energy |  | 0 | 0 | 6 | 6 | 18 | 19 | 2 | 2 | 0.047612 | 0.047612 | $/kWh
electric | energy |  | 0 | 0 | 6 | 6 | 18 | 19 | 3 | 3 | 0.035455 | 0.035455 | $/kWh
electric | energy |  | 0 | 0 | 6 | 6 | 18 | 19 | 4 | 4 | 0.036667 | 0.036667 | $/kWh
electric | energy |  | 0 | 0 | 6 | 6 | 18 | 19 | 5 | 5 | 0.03696 | 0.03696 | $/kWh
electric | energy |  | 0 | 0 | 6 | 6 | 18 | 19 | 6 | 6 | 0.04834 | 0.04834 | $/kWh
electric | energy |  | 0 | 0 | 6 | 6 | 19 | 20 | 0 | 0 | 0.051925 | 0.051925 | $/kWh
electric | energy |  | 0 | 0 | 6 | 6 | 19 | 20 | 1 | 1 | 0.047494 | 0.047494 | $/kWh
electric | energy |  | 0 | 0 | 6 | 6 | 19 | 20 | 2 | 2 | 0.04432 | 0.04432 | $/kWh
electric | energy |  | 0 | 0 | 6 | 6 | 19 | 20 | 3 | 3 | 0.03171 | 0.03171 | $/kWh
electric | energy |  | 0 | 0 | 6 | 6 | 19 | 20 | 4 | 4 | 0.034175 | 0.034175 | $/kWh
electric | energy |  | 0 | 0 | 6 | 6 | 19 | 20 | 5 | 5 | 0.033853 | 0.033853 | $/kWh
electric | energy |  | 0 | 0 | 6 | 6 | 19 | 20 | 6 | 6 | 0.04804 | 0.04804 | $/kWh
electric | energy |  | 0 | 0 | 6 | 6 | 20 | 21 | 0 | 0 | 0.047117 | 0.047117 | $/kWh
electric | energy |  | 0 | 0 | 6 | 6 | 20 | 21 | 1 | 1 | 0.041718 | 0.041718 | $/kWh
electric | energy |  | 0 | 0 | 6 | 6 | 20 | 21 | 2 | 2 | 0.040156 | 0.040156 | $/kWh
electric | energy |  | 0 | 0 | 6 | 6 | 20 | 21 | 3 | 3 | 0.030412 | 0.030412 | $/kWh
electric | energy |  | 0 | 0 | 6 | 6 | 20 | 21 | 4 | 4 | 0.03235 | 0.03235 | $/kWh
electric | energy |  | 0 | 0 | 6 | 6 | 20 | 21 | 5 | 5 | 0.031067 | 0.031067 | $/kWh
electric | energy |  | 0 | 0 | 6 | 6 | 20 | 21 | 6 | 6 | 0.043763 | 0.043763 | $/kWh
electric | energy |  | 0 | 0 | 6 | 6 | 21 | 22 | 0 | 0 | 0.043675 | 0.043675 | $/kWh
electric | energy |  | 0 | 0 | 6 | 6 | 21 | 22 | 1 | 1 | 0.037614 | 0.037614 | $/kWh
electric | energy |  | 0 | 0 | 6 | 6 | 21 | 22 | 2 | 2 | 0.037968 | 0.037968 | $/kWh
electric | energy |  | 0 | 0 | 6 | 6 | 21 | 22 | 3 | 3 | 0.0285 | 0.0285 | $/kWh
electric | energy |  | 0 | 0 | 6 | 6 | 21 | 22 | 4 | 4 | 0.030432 | 0.030432 | $/kWh
electric | energy |  | 0 | 0 | 6 | 6 | 21 | 22 | 5 | 5 | 0.030255 | 0.030255 | $/kWh
electric | energy |  | 0 | 0 | 6 | 6 | 21 | 22 | 6 | 6 | 0.04059 | 0.04059 | $/kWh
electric | energy |  | 0 | 0 | 6 | 6 | 22 | 23 | 0 | 0 | 0.039227 | 0.039227 | $/kWh
electric | energy |  | 0 | 0 | 6 | 6 | 22 | 23 | 1 | 1 | 0.033508 | 0.033508 | $/kWh
electric | energy |  | 0 | 0 | 6 | 6 | 22 | 23 | 2 | 2 | 0.033174 | 0.033174 | $/kWh
electric | energy |  | 0 | 0 | 6 | 6 | 22 | 23 | 3 | 3 | 0.025875 | 0.025875 | $/kWh
electric | energy |  | 0 | 0 | 6 | 6 | 22 | 23 | 4 | 4 | 0.026415 | 0.026415 | $/kWh
electric | energy |  | 0 | 0 | 6 | 6 | 22 | 23 | 5 | 5 | 0.028082 | 0.028082 | $/kWh
electric | energy |  | 0 | 0 | 6 | 6 | 22 | 23 | 6 | 6 | 0.03456 | 0.03456 | $/kWh
electric | energy |  | 0 | 0 | 6 | 6 | 23 | 24 | 0 | 0 | 0.035922 | 0.035922 | $/kWh
electric | energy |  | 0 | 0 | 6 | 6 | 23 | 24 | 1 | 1 | 0.031062 | 0.031062 | $/kWh
electric | energy |  | 0 | 0 | 6 | 6 | 23 | 24 | 2 | 2 | 0.03032 | 0.03032 | $/kWh
electric | energy |  | 0 | 0 | 6 | 6 | 23 | 24 | 3 | 3 | 0.023053 | 0.023053 | $/kWh
electric | energy |  | 0 | 0 | 6 | 6 | 23 | 24 | 4 | 4 | 0.025125 | 0.025125 | $/kWh
electric | energy |  | 0 | 0 | 6 | 6 | 23 | 24 | 5 | 5 | 0.024305 | 0.024305 | $/kWh
electric | energy |  | 0 | 0 | 6 | 6 | 23 | 24 | 6 | 6 | 0.030457 | 0.030457 | $/kWh
electric | energy |  | 0 | 0 | 7 | 7 | 0 | 1 | 0 | 0 | 0.030195 | 0.030195 | $/kWh
electric | energy |  | 0 | 0 | 7 | 7 | 0 | 1 | 1 | 1 | 0.03412 | 0.03412 | $/kWh
electric | energy |  | 0 | 0 | 7 | 7 | 0 | 1 | 2 | 2 | 0.033442 | 0.033442 | $/kWh
electric | energy |  | 0 | 0 | 7 | 7 | 0 | 1 | 3 | 3 | 0.035756 | 0.035756 | $/kWh
electric | energy |  | 0 | 0 | 7 | 7 | 0 | 1 | 4 | 4 | 0.03057 | 0.03057 | $/kWh
electric | energy |  | 0 | 0 | 7 | 7 | 0 | 1 | 5 | 5 | 0.027486 | 0.027486 | $/kWh
electric | energy |  | 0 | 0 | 7 | 7 | 0 | 1 | 6 | 6 | 0.028188 | 0.028188 | $/kWh
electric | energy |  | 0 | 0 | 7 | 7 | 1 | 2 | 0 | 0 | 0.025957 | 0.025957 | $/kWh
electric | energy |  | 0 | 0 | 7 | 7 | 1 | 2 | 1 | 1 | 0.030537 | 0.030537 | $/kWh
electric | energy |  | 0 | 0 | 7 | 7 | 1 | 2 | 2 | 2 | 0.030442 | 0.030442 | $/kWh
electric | energy |  | 0 | 0 | 7 | 7 | 1 | 2 | 3 | 3 | 0.03148 | 0.03148 | $/kWh
electric | energy |  | 0 | 0 | 7 | 7 | 1 | 2 | 4 | 4 | 0.027364 | 0.027364 | $/kWh
electric | energy |  | 0 | 0 | 7 | 7 | 1 | 2 | 5 | 5 | 0.025482 | 0.025482 | $/kWh
electric | energy |  | 0 | 0 | 7 | 7 | 1 | 2 | 6 | 6 | 0.025665 | 0.025665 | $/kWh
electric | energy |  | 0 | 0 | 7 | 7 | 2 | 3 | 0 | 0 | 0.023122 | 0.023122 | $/kWh
electric | energy |  | 0 | 0 | 7 | 7 | 2 | 3 | 1 | 1 | 0.02743 | 0.02743 | $/kWh
electric | energy |  | 0 | 0 | 7 | 7 | 2 | 3 | 2 | 2 | 0.02856 | 0.02856 | $/kWh
electric | energy |  | 0 | 0 | 7 | 7 | 2 | 3 | 3 | 3 | 0.029592 | 0.029592 | $/kWh
electric | energy |  | 0 | 0 | 7 | 7 | 2 | 3 | 4 | 4 | 0.026172 | 0.026172 | $/kWh
electric | energy |  | 0 | 0 | 7 | 7 | 2 | 3 | 5 | 5 | 0.024048 | 0.024048 | $/kWh
electric | energy |  | 0 | 0 | 7 | 7 | 2 | 3 | 6 | 6 | 0.024028 | 0.024028 | $/kWh
electric | energy |  | 0 | 0 | 7 | 7 | 3 | 4 | 0 | 0 | 0.022607 | 0.022607 | $/kWh
electric | energy |  | 0 | 0 | 7 | 7 | 3 | 4 | 1 | 1 | 0.025985 | 0.025985 | $/kWh
electric | energy |  | 0 | 0 | 7 | 7 | 3 | 4 | 2 | 2 | 0.026875 | 0.026875 | $/kWh
electric | energy |  | 0 | 0 | 7 | 7 | 3 | 4 | 3 | 3 | 0.028304 | 0.028304 | $/kWh
electric | energy |  | 0 | 0 | 7 | 7 | 3 | 4 | 4 | 4 | 0.024876 | 0.024876 | $/kWh
electric | energy |  | 0 | 0 | 7 | 7 | 3 | 4 | 5 | 5 | 0.02328 | 0.02328 | $/kWh
electric | energy |  | 0 | 0 | 7 | 7 | 3 | 4 | 6 | 6 | 0.02338 | 0.02338 | $/kWh
electric | energy |  | 0 | 0 | 7 | 7 | 4 | 5 | 0 | 0 | 0.022863 | 0.022863 | $/kWh
electric | energy |  | 0 | 0 | 7 | 7 | 4 | 5 | 1 | 1 | 0.02579 | 0.02579 | $/kWh
electric | energy |  | 0 | 0 | 7 | 7 | 4 | 5 | 2 | 2 | 0.02668 | 0.02668 | $/kWh
electric | energy |  | 0 | 0 | 7 | 7 | 4 | 5 | 3 | 3 | 0.028264 | 0.028264 | $/kWh
electric | energy |  | 0 | 0 | 7 | 7 | 4 | 5 | 4 | 4 | 0.025452 | 0.025452 | $/kWh
electric | energy |  | 0 | 0 | 7 | 7 | 4 | 5 | 5 | 5 | 0.022846 | 0.022846 | $/kWh
electric | energy |  | 0 | 0 | 7 | 7 | 4 | 5 | 6 | 6 | 0.023023 | 0.023023 | $/kWh
electric | energy |  | 0 | 0 | 7 | 7 | 5 | 6 | 0 | 0 | 0.024645 | 0.024645 | $/kWh
electric | energy |  | 0 | 0 | 7 | 7 | 5 | 6 | 1 | 1 | 0.026918 | 0.026918 | $/kWh
electric | energy |  | 0 | 0 | 7 | 7 | 5 | 6 | 2 | 2 | 0.028155 | 0.028155 | $/kWh
electric | energy |  | 0 | 0 | 7 | 7 | 5 | 6 | 3 | 3 | 0.029432 | 0.029432 | $/kWh
electric | energy |  | 0 | 0 | 7 | 7 | 5 | 6 | 4 | 4 | 0.02563 | 0.02563 | $/kWh
electric | energy |  | 0 | 0 | 7 | 7 | 5 | 6 | 5 | 5 | 0.023102 | 0.023102 | $/kWh
electric | energy |  | 0 | 0 | 7 | 7 | 5 | 6 | 6 | 6 | 0.02193 | 0.02193 | $/kWh
electric | energy |  | 0 | 0 | 7 | 7 | 6 | 7 | 0 | 0 | 0.02617 | 0.02617 | $/kWh
electric | energy |  | 0 | 0 | 7 | 7 | 6 | 7 | 1 | 1 | 0.028782 | 0.028782 | $/kWh
electric | energy |  | 0 | 0 | 7 | 7 | 6 | 7 | 2 | 2 | 0.029885 | 0.029885 | $/kWh
electric | energy |  | 0 | 0 | 7 | 7 | 6 | 7 | 3 | 3 | 0.030406 | 0.030406 | $/kWh
electric | energy |  | 0 | 0 | 7 | 7 | 6 | 7 | 4 | 4 | 0.026122 | 0.026122 | $/kWh
electric | energy |  | 0 | 0 | 7 | 7 | 6 | 7 | 5 | 5 | 0.022262 | 0.022262 | $/kWh
electric | energy |  | 0 | 0 | 7 | 7 | 6 | 7 | 6 | 6 | 0.019922 | 0.019922 | $/kWh
electric | energy |  | 0 | 0 | 7 | 7 | 7 | 8 | 0 | 0 | 0.030792 | 0.030792 | $/kWh
electric | energy |  | 0 | 0 | 7 | 7 | 7 | 8 | 1 | 1 | 0.035097 | 0.035097 | $/kWh
electric | energy |  | 0 | 0 | 7 | 7 | 7 | 8 | 2 | 2 | 0.033023 | 0.033023 | $/kWh
electric | energy |  | 0 | 0 | 7 | 7 | 7 | 8 | 3 | 3 | 0.03327 | 0.03327 | $/kWh
electric | energy |  | 0 | 0 | 7 | 7 | 7 | 8 | 4 | 4 | 0.027178 | 0.027178 | $/kWh
electric | energy |  | 0 | 0 | 7 | 7 | 7 | 8 | 5 | 5 | 0.022804 | 0.022804 | $/kWh
electric | energy |  | 0 | 0 | 7 | 7 | 7 | 8 | 6 | 6 | 0.021435 | 0.021435 | $/kWh
electric | energy |  | 0 | 0 | 7 | 7 | 8 | 9 | 0 | 0 | 0.033485 | 0.033485 | $/kWh
electric | energy |  | 0 | 0 | 7 | 7 | 8 | 9 | 1 | 1 | 0.039523 | 0.039523 | $/kWh
electric | energy |  | 0 | 0 | 7 | 7 | 8 | 9 | 2 | 2 | 0.036472 | 0.036472 | $/kWh
electric | energy |  | 0 | 0 | 7 | 7 | 8 | 9 | 3 | 3 | 0.036816 | 0.036816 | $/kWh
electric | energy |  | 0 | 0 | 7 | 7 | 8 | 9 | 4 | 4 | 0.031164 | 0.031164 | $/kWh
electric | energy |  | 0 | 0 | 7 | 7 | 8 | 9 | 5 | 5 | 0.026406 | 0.026406 | $/kWh
electric | energy |  | 0 | 0 | 7 | 7 | 8 | 9 | 6 | 6 | 0.026905 | 0.026905 | $/kWh
electric | energy |  | 0 | 0 | 7 | 7 | 9 | 10 | 0 | 0 | 0.03647 | 0.03647 | $/kWh
electric | energy |  | 0 | 0 | 7 | 7 | 9 | 10 | 1 | 1 | 0.042403 | 0.042403 | $/kWh
electric | energy |  | 0 | 0 | 7 | 7 | 9 | 10 | 2 | 2 | 0.03957 | 0.03957 | $/kWh
electric | energy |  | 0 | 0 | 7 | 7 | 9 | 10 | 3 | 3 | 0.038652 | 0.038652 | $/kWh
electric | energy |  | 0 | 0 | 7 | 7 | 9 | 10 | 4 | 4 | 0.034486 | 0.034486 | $/kWh
electric | energy |  | 0 | 0 | 7 | 7 | 9 | 10 | 5 | 5 | 0.028324 | 0.028324 | $/kWh
electric | energy |  | 0 | 0 | 7 | 7 | 9 | 10 | 6 | 6 | 0.029925 | 0.029925 | $/kWh
electric | energy |  | 0 | 0 | 7 | 7 | 10 | 11 | 0 | 0 | 0.039895 | 0.039895 | $/kWh
electric | energy |  | 0 | 0 | 7 | 7 | 10 | 11 | 1 | 1 | 0.044045 | 0.044045 | $/kWh
electric | energy |  | 0 | 0 | 7 | 7 | 10 | 11 | 2 | 2 | 0.04042 | 0.04042 | $/kWh
electric | energy |  | 0 | 0 | 7 | 7 | 10 | 11 | 3 | 3 | 0.040744 | 0.040744 | $/kWh
electric | energy |  | 0 | 0 | 7 | 7 | 10 | 11 | 4 | 4 | 0.03681 | 0.03681 | $/kWh
electric | energy |  | 0 | 0 | 7 | 7 | 10 | 11 | 5 | 5 | 0.030362 | 0.030362 | $/kWh
electric | energy |  | 0 | 0 | 7 | 7 | 10 | 11 | 6 | 6 | 0.030705 | 0.030705 | $/kWh
electric | energy |  | 0 | 0 | 7 | 7 | 11 | 12 | 0 | 0 | 0.041435 | 0.041435 | $/kWh
electric | energy |  | 0 | 0 | 7 | 7 | 11 | 12 | 1 | 1 | 0.04973 | 0.04973 | $/kWh
electric | energy |  | 0 | 0 | 7 | 7 | 11 | 12 | 2 | 2 | 0.04325 | 0.04325 | $/kWh
electric | energy |  | 0 | 0 | 7 | 7 | 11 | 12 | 3 | 3 | 0.042956 | 0.042956 | $/kWh
electric | energy |  | 0 | 0 | 7 | 7 | 11 | 12 | 4 | 4 | 0.038796 | 0.038796 | $/kWh
electric | energy |  | 0 | 0 | 7 | 7 | 11 | 12 | 5 | 5 | 0.031332 | 0.031332 | $/kWh
electric | energy |  | 0 | 0 | 7 | 7 | 11 | 12 | 6 | 6 | 0.03389 | 0.03389 | $/kWh
electric | energy |  | 0 | 0 | 7 | 7 | 12 | 13 | 0 | 0 | 0.045167 | 0.045167 | $/kWh
electric | energy |  | 0 | 0 | 7 | 7 | 12 | 13 | 1 | 1 | 0.052995 | 0.052995 | $/kWh
electric | energy |  | 0 | 0 | 7 | 7 | 12 | 13 | 2 | 2 | 0.04577 | 0.04577 | $/kWh
electric | energy |  | 0 | 0 | 7 | 7 | 12 | 13 | 3 | 3 | 0.04522 | 0.04522 | $/kWh
electric | energy |  | 0 | 0 | 7 | 7 | 12 | 13 | 4 | 4 | 0.040254 | 0.040254 | $/kWh
electric | energy |  | 0 | 0 | 7 | 7 | 12 | 13 | 5 | 5 | 0.030946 | 0.030946 | $/kWh
electric | energy |  | 0 | 0 | 7 | 7 | 12 | 13 | 6 | 6 | 0.03549 | 0.03549 | $/kWh
electric | energy |  | 0 | 0 | 7 | 7 | 13 | 14 | 0 | 0 | 0.047575 | 0.047575 | $/kWh
electric | energy |  | 0 | 0 | 7 | 7 | 13 | 14 | 1 | 1 | 0.05588 | 0.05588 | $/kWh
electric | energy |  | 0 | 0 | 7 | 7 | 13 | 14 | 2 | 2 | 0.048215 | 0.048215 | $/kWh
electric | energy |  | 0 | 0 | 7 | 7 | 13 | 14 | 3 | 3 | 0.045942 | 0.045942 | $/kWh
electric | energy |  | 0 | 0 | 7 | 7 | 13 | 14 | 4 | 4 | 0.041626 | 0.041626 | $/kWh
electric | energy |  | 0 | 0 | 7 | 7 | 13 | 14 | 5 | 5 | 0.030658 | 0.030658 | $/kWh
electric | energy |  | 0 | 0 | 7 | 7 | 13 | 14 | 6 | 6 | 0.036768 | 0.036768 | $/kWh
electric | energy |  | 0 | 0 | 7 | 7 | 14 | 15 | 0 | 0 | 0.050022 | 0.050022 | $/kWh
electric | energy |  | 0 | 0 | 7 | 7 | 14 | 15 | 1 | 1 | 0.059575 | 0.059575 | $/kWh
electric | energy |  | 0 | 0 | 7 | 7 | 14 | 15 | 2 | 2 | 0.05187 | 0.05187 | $/kWh
electric | energy |  | 0 | 0 | 7 | 7 | 14 | 15 | 3 | 3 | 0.048328 | 0.048328 | $/kWh
electric | energy |  | 0 | 0 | 7 | 7 | 14 | 15 | 4 | 4 | 0.044136 | 0.044136 | $/kWh
electric | energy |  | 0 | 0 | 7 | 7 | 14 | 15 | 5 | 5 | 0.031412 | 0.031412 | $/kWh
electric | energy |  | 0 | 0 | 7 | 7 | 14 | 15 | 6 | 6 | 0.039448 | 0.039448 | $/kWh
electric | energy |  | 0 | 0 | 7 | 7 | 15 | 16 | 0 | 0 | 0.055365 | 0.055365 | $/kWh
electric | energy |  | 0 | 0 | 7 | 7 | 15 | 16 | 1 | 1 | 0.065547 | 0.065547 | $/kWh
electric | energy |  | 0 | 0 | 7 | 7 | 15 | 16 | 2 | 2 | 0.05237 | 0.05237 | $/kWh
electric | energy |  | 0 | 0 | 7 | 7 | 15 | 16 | 3 | 3 | 0.049396 | 0.049396 | $/kWh
electric | energy |  | 0 | 0 | 7 | 7 | 15 | 16 | 4 | 4 | 0.045114 | 0.045114 | $/kWh
electric | energy |  | 0 | 0 | 7 | 7 | 15 | 16 | 5 | 5 | 0.034226 | 0.034226 | $/kWh
electric | energy |  | 0 | 0 | 7 | 7 | 15 | 16 | 6 | 6 | 0.041825 | 0.041825 | $/kWh
electric | energy |  | 0 | 0 | 7 | 7 | 16 | 17 | 0 | 0 | 0.05982 | 0.05982 | $/kWh
electric | energy |  | 0 | 0 | 7 | 7 | 16 | 17 | 1 | 1 | 0.071912 | 0.071912 | $/kWh
electric | energy |  | 0 | 0 | 7 | 7 | 16 | 17 | 2 | 2 | 0.055447 | 0.055447 | $/kWh
electric | energy |  | 0 | 0 | 7 | 7 | 16 | 17 | 3 | 3 | 0.051572 | 0.051572 | $/kWh
electric | energy |  | 0 | 0 | 7 | 7 | 16 | 17 | 4 | 4 | 0.048212 | 0.048212 | $/kWh
electric | energy |  | 0 | 0 | 7 | 7 | 16 | 17 | 5 | 5 | 0.03642 | 0.03642 | $/kWh
electric | energy |  | 0 | 0 | 7 | 7 | 16 | 17 | 6 | 6 | 0.044867 | 0.044867 | $/kWh
electric | energy |  | 0 | 0 | 7 | 7 | 17 | 18 | 0 | 0 | 0.063082 | 0.063082 | $/kWh
electric | energy |  | 0 | 0 | 7 | 7 | 17 | 18 | 1 | 1 | 0.077305 | 0.077305 | $/kWh
electric | energy |  | 0 | 0 | 7 | 7 | 17 | 18 | 2 | 2 | 0.057107 | 0.057107 | $/kWh
electric | energy |  | 0 | 0 | 7 | 7 | 17 | 18 | 3 | 3 | 0.053482 | 0.053482 | $/kWh
electric | energy |  | 0 | 0 | 7 | 7 | 17 | 18 | 4 | 4 | 0.048822 | 0.048822 | $/kWh
electric | energy |  | 0 | 0 | 7 | 7 | 17 | 18 | 5 | 5 | 0.03831 | 0.03831 | $/kWh
electric | energy |  | 0 | 0 | 7 | 7 | 17 | 18 | 6 | 6 | 0.04943 | 0.04943 | $/kWh
electric | energy |  | 0 | 0 | 7 | 7 | 18 | 19 | 0 | 0 | 0.058173 | 0.058173 | $/kWh
electric | energy |  | 0 | 0 | 7 | 7 | 18 | 19 | 1 | 1 | 0.06831 | 0.06831 | $/kWh
electric | energy |  | 0 | 0 | 7 | 7 | 18 | 19 | 2 | 2 | 0.056313 | 0.056313 | $/kWh
electric | energy |  | 0 | 0 | 7 | 7 | 18 | 19 | 3 | 3 | 0.048848 | 0.048848 | $/kWh
electric | energy |  | 0 | 0 | 7 | 7 | 18 | 19 | 4 | 4 | 0.04418 | 0.04418 | $/kWh
electric | energy |  | 0 | 0 | 7 | 7 | 18 | 19 | 5 | 5 | 0.038082 | 0.038082 | $/kWh
electric | energy |  | 0 | 0 | 7 | 7 | 18 | 19 | 6 | 6 | 0.047883 | 0.047883 | $/kWh
electric | energy |  | 0 | 0 | 7 | 7 | 19 | 20 | 0 | 0 | 0.05172 | 0.05172 | $/kWh
electric | energy |  | 0 | 0 | 7 | 7 | 19 | 20 | 1 | 1 | 0.057255 | 0.057255 | $/kWh
electric | energy |  | 0 | 0 | 7 | 7 | 19 | 20 | 2 | 2 | 0.0493 | 0.0493 | $/kWh
electric | energy |  | 0 | 0 | 7 | 7 | 19 | 20 | 3 | 3 | 0.045504 | 0.045504 | $/kWh
electric | energy |  | 0 | 0 | 7 | 7 | 19 | 20 | 4 | 4 | 0.040964 | 0.040964 | $/kWh
electric | energy |  | 0 | 0 | 7 | 7 | 19 | 20 | 5 | 5 | 0.033932 | 0.033932 | $/kWh
electric | energy |  | 0 | 0 | 7 | 7 | 19 | 20 | 6 | 6 | 0.04416 | 0.04416 | $/kWh
electric | energy |  | 0 | 0 | 7 | 7 | 20 | 21 | 0 | 0 | 0.04617 | 0.04617 | $/kWh
electric | energy |  | 0 | 0 | 7 | 7 | 20 | 21 | 1 | 1 | 0.053413 | 0.053413 | $/kWh
electric | energy |  | 0 | 0 | 7 | 7 | 20 | 21 | 2 | 2 | 0.046918 | 0.046918 | $/kWh
electric | energy |  | 0 | 0 | 7 | 7 | 20 | 21 | 3 | 3 | 0.04367 | 0.04367 | $/kWh
electric | energy |  | 0 | 0 | 7 | 7 | 20 | 21 | 4 | 4 | 0.03759 | 0.03759 | $/kWh
electric | energy |  | 0 | 0 | 7 | 7 | 20 | 21 | 5 | 5 | 0.032778 | 0.032778 | $/kWh
electric | energy |  | 0 | 0 | 7 | 7 | 20 | 21 | 6 | 6 | 0.041783 | 0.041783 | $/kWh
electric | energy |  | 0 | 0 | 7 | 7 | 21 | 22 | 0 | 0 | 0.042365 | 0.042365 | $/kWh
electric | energy |  | 0 | 0 | 7 | 7 | 21 | 22 | 1 | 1 | 0.047005 | 0.047005 | $/kWh
electric | energy |  | 0 | 0 | 7 | 7 | 21 | 22 | 2 | 2 | 0.043412 | 0.043412 | $/kWh
electric | energy |  | 0 | 0 | 7 | 7 | 21 | 22 | 3 | 3 | 0.040536 | 0.040536 | $/kWh
electric | energy |  | 0 | 0 | 7 | 7 | 21 | 22 | 4 | 4 | 0.0366 | 0.0366 | $/kWh
electric | energy |  | 0 | 0 | 7 | 7 | 21 | 22 | 5 | 5 | 0.03123 | 0.03123 | $/kWh
electric | energy |  | 0 | 0 | 7 | 7 | 21 | 22 | 6 | 6 | 0.037137 | 0.037137 | $/kWh
electric | energy |  | 0 | 0 | 7 | 7 | 22 | 23 | 0 | 0 | 0.03798 | 0.03798 | $/kWh
electric | energy |  | 0 | 0 | 7 | 7 | 22 | 23 | 1 | 1 | 0.042202 | 0.042202 | $/kWh
electric | energy |  | 0 | 0 | 7 | 7 | 22 | 23 | 2 | 2 | 0.039912 | 0.039912 | $/kWh
electric | energy |  | 0 | 0 | 7 | 7 | 22 | 23 | 3 | 3 | 0.036748 | 0.036748 | $/kWh
electric | energy |  | 0 | 0 | 7 | 7 | 22 | 23 | 4 | 4 | 0.034242 | 0.034242 | $/kWh
electric | energy |  | 0 | 0 | 7 | 7 | 22 | 23 | 5 | 5 | 0.03024 | 0.03024 | $/kWh
electric | energy |  | 0 | 0 | 7 | 7 | 22 | 23 | 6 | 6 | 0.034707 | 0.034707 | $/kWh
electric | energy |  | 0 | 0 | 7 | 7 | 23 | 24 | 0 | 0 | 0.034443 | 0.034443 | $/kWh
electric | energy |  | 0 | 0 | 7 | 7 | 23 | 24 | 1 | 1 | 0.037817 | 0.037817 | $/kWh
electric | energy |  | 0 | 0 | 7 | 7 | 23 | 24 | 2 | 2 | 0.0355 | 0.0355 | $/kWh
electric | energy |  | 0 | 0 | 7 | 7 | 23 | 24 | 3 | 3 | 0.033996 | 0.033996 | $/kWh
electric | energy |  | 0 | 0 | 7 | 7 | 23 | 24 | 4 | 4 | 0.031226 | 0.031226 | $/kWh
electric | energy |  | 0 | 0 | 7 | 7 | 23 | 24 | 5 | 5 | 0.028594 | 0.028594 | $/kWh
electric | energy |  | 0 | 0 | 7 | 7 | 23 | 24 | 6 | 6 | 0.032953 | 0.032953 | $/kWh
electric | energy |  | 0 | 0 | 8 | 8 | 0 | 1 | 0 | 0 | 0.03612 | 0.03612 | $/kWh
electric | energy |  | 0 | 0 | 8 | 8 | 0 | 1 | 1 | 1 | 0.038588 | 0.038588 | $/kWh
electric | energy |  | 0 | 0 | 8 | 8 | 0 | 1 | 2 | 2 | 0.037435 | 0.037435 | $/kWh
electric | energy |  | 0 | 0 | 8 | 8 | 0 | 1 | 3 | 3 | 0.039822 | 0.039822 | $/kWh
electric | energy |  | 0 | 0 | 8 | 8 | 0 | 1 | 4 | 4 | 0.04072 | 0.04072 | $/kWh
electric | energy |  | 0 | 0 | 8 | 8 | 0 | 1 | 5 | 5 | 0.040535 | 0.040535 | $/kWh
electric | energy |  | 0 | 0 | 8 | 8 | 0 | 1 | 6 | 6 | 0.036256 | 0.036256 | $/kWh
electric | energy |  | 0 | 0 | 8 | 8 | 1 | 2 | 0 | 0 | 0.0331 | 0.0331 | $/kWh
electric | energy |  | 0 | 0 | 8 | 8 | 1 | 2 | 1 | 1 | 0.035238 | 0.035238 | $/kWh
electric | energy |  | 0 | 0 | 8 | 8 | 1 | 2 | 2 | 2 | 0.033832 | 0.033832 | $/kWh
electric | energy |  | 0 | 0 | 8 | 8 | 1 | 2 | 3 | 3 | 0.03657 | 0.03657 | $/kWh
electric | energy |  | 0 | 0 | 8 | 8 | 1 | 2 | 4 | 4 | 0.03704 | 0.03704 | $/kWh
electric | energy |  | 0 | 0 | 8 | 8 | 1 | 2 | 5 | 5 | 0.036233 | 0.036233 | $/kWh
electric | energy |  | 0 | 0 | 8 | 8 | 1 | 2 | 6 | 6 | 0.03274 | 0.03274 | $/kWh
electric | energy |  | 0 | 0 | 8 | 8 | 2 | 3 | 0 | 0 | 0.031096 | 0.031096 | $/kWh
electric | energy |  | 0 | 0 | 8 | 8 | 2 | 3 | 1 | 1 | 0.032816 | 0.032816 | $/kWh
electric | energy |  | 0 | 0 | 8 | 8 | 2 | 3 | 2 | 2 | 0.031895 | 0.031895 | $/kWh
electric | energy |  | 0 | 0 | 8 | 8 | 2 | 3 | 3 | 3 | 0.033902 | 0.033902 | $/kWh
electric | energy |  | 0 | 0 | 8 | 8 | 2 | 3 | 4 | 4 | 0.035707 | 0.035707 | $/kWh
electric | energy |  | 0 | 0 | 8 | 8 | 2 | 3 | 5 | 5 | 0.03397 | 0.03397 | $/kWh
electric | energy |  | 0 | 0 | 8 | 8 | 2 | 3 | 6 | 6 | 0.03102 | 0.03102 | $/kWh
electric | energy |  | 0 | 0 | 8 | 8 | 3 | 4 | 0 | 0 | 0.030142 | 0.030142 | $/kWh
electric | energy |  | 0 | 0 | 8 | 8 | 3 | 4 | 1 | 1 | 0.031818 | 0.031818 | $/kWh
electric | energy |  | 0 | 0 | 8 | 8 | 3 | 4 | 2 | 2 | 0.031177 | 0.031177 | $/kWh
electric | energy |  | 0 | 0 | 8 | 8 | 3 | 4 | 3 | 3 | 0.033405 | 0.033405 | $/kWh
electric | energy |  | 0 | 0 | 8 | 8 | 3 | 4 | 4 | 4 | 0.03363 | 0.03363 | $/kWh
electric | energy |  | 0 | 0 | 8 | 8 | 3 | 4 | 5 | 5 | 0.03283 | 0.03283 | $/kWh
electric | energy |  | 0 | 0 | 8 | 8 | 3 | 4 | 6 | 6 | 0.029994 | 0.029994 | $/kWh
electric | energy |  | 0 | 0 | 8 | 8 | 4 | 5 | 0 | 0 | 0.030712 | 0.030712 | $/kWh
electric | energy |  | 0 | 0 | 8 | 8 | 4 | 5 | 1 | 1 | 0.031772 | 0.031772 | $/kWh
electric | energy |  | 0 | 0 | 8 | 8 | 4 | 5 | 2 | 2 | 0.03154 | 0.03154 | $/kWh
electric | energy |  | 0 | 0 | 8 | 8 | 4 | 5 | 3 | 3 | 0.032938 | 0.032938 | $/kWh
electric | energy |  | 0 | 0 | 8 | 8 | 4 | 5 | 4 | 4 | 0.033853 | 0.033853 | $/kWh
electric | energy |  | 0 | 0 | 8 | 8 | 4 | 5 | 5 | 5 | 0.031062 | 0.031062 | $/kWh
electric | energy |  | 0 | 0 | 8 | 8 | 4 | 5 | 6 | 6 | 0.028748 | 0.028748 | $/kWh
electric | energy |  | 0 | 0 | 8 | 8 | 5 | 6 | 0 | 0 | 0.03219 | 0.03219 | $/kWh
electric | energy |  | 0 | 0 | 8 | 8 | 5 | 6 | 1 | 1 | 0.033456 | 0.033456 | $/kWh
electric | energy |  | 0 | 0 | 8 | 8 | 5 | 6 | 2 | 2 | 0.032332 | 0.032332 | $/kWh
electric | energy |  | 0 | 0 | 8 | 8 | 5 | 6 | 3 | 3 | 0.034278 | 0.034278 | $/kWh
electric | energy |  | 0 | 0 | 8 | 8 | 5 | 6 | 4 | 4 | 0.03476 | 0.03476 | $/kWh
electric | energy |  | 0 | 0 | 8 | 8 | 5 | 6 | 5 | 5 | 0.03151 | 0.03151 | $/kWh
electric | energy |  | 0 | 0 | 8 | 8 | 5 | 6 | 6 | 6 | 0.028416 | 0.028416 | $/kWh
electric | energy |  | 0 | 0 | 8 | 8 | 6 | 7 | 0 | 0 | 0.033328 | 0.033328 | $/kWh
electric | energy |  | 0 | 0 | 8 | 8 | 6 | 7 | 1 | 1 | 0.034818 | 0.034818 | $/kWh
electric | energy |  | 0 | 0 | 8 | 8 | 6 | 7 | 2 | 2 | 0.033543 | 0.033543 | $/kWh
electric | energy |  | 0 | 0 | 8 | 8 | 6 | 7 | 3 | 3 | 0.035105 | 0.035105 | $/kWh
electric | energy |  | 0 | 0 | 8 | 8 | 6 | 7 | 4 | 4 | 0.03573 | 0.03573 | $/kWh
electric | energy |  | 0 | 0 | 8 | 8 | 6 | 7 | 5 | 5 | 0.03079 | 0.03079 | $/kWh
electric | energy |  | 0 | 0 | 8 | 8 | 6 | 7 | 6 | 6 | 0.026982 | 0.026982 | $/kWh
electric | energy |  | 0 | 0 | 8 | 8 | 7 | 8 | 0 | 0 | 0.034944 | 0.034944 | $/kWh
electric | energy |  | 0 | 0 | 8 | 8 | 7 | 8 | 1 | 1 | 0.037434 | 0.037434 | $/kWh
electric | energy |  | 0 | 0 | 8 | 8 | 7 | 8 | 2 | 2 | 0.03758 | 0.03758 | $/kWh
electric | energy |  | 0 | 0 | 8 | 8 | 7 | 8 | 3 | 3 | 0.039027 | 0.039027 | $/kWh
electric | energy |  | 0 | 0 | 8 | 8 | 7 | 8 | 4 | 4 | 0.038773 | 0.038773 | $/kWh
electric | energy |  | 0 | 0 | 8 | 8 | 7 | 8 | 5 | 5 | 0.032517 | 0.032517 | $/kWh
electric | energy |  | 0 | 0 | 8 | 8 | 7 | 8 | 6 | 6 | 0.028032 | 0.028032 | $/kWh
electric | energy |  | 0 | 0 | 8 | 8 | 8 | 9 | 0 | 0 | 0.03833 | 0.03833 | $/kWh
electric | energy |  | 0 | 0 | 8 | 8 | 8 | 9 | 1 | 1 | 0.040744 | 0.040744 | $/kWh
electric | energy |  | 0 | 0 | 8 | 8 | 8 | 9 | 2 | 2 | 0.039822 | 0.039822 | $/kWh
electric | energy |  | 0 | 0 | 8 | 8 | 8 | 9 | 3 | 3 | 0.04209 | 0.04209 | $/kWh
electric | energy |  | 0 | 0 | 8 | 8 | 8 | 9 | 4 | 4 | 0.0418 | 0.0418 | $/kWh
electric | energy |  | 0 | 0 | 8 | 8 | 8 | 9 | 5 | 5 | 0.03593 | 0.03593 | $/kWh
electric | energy |  | 0 | 0 | 8 | 8 | 8 | 9 | 6 | 6 | 0.031004 | 0.031004 | $/kWh
electric | energy |  | 0 | 0 | 8 | 8 | 9 | 10 | 0 | 0 | 0.041814 | 0.041814 | $/kWh
electric | energy |  | 0 | 0 | 8 | 8 | 9 | 10 | 1 | 1 | 0.043252 | 0.043252 | $/kWh
electric | energy |  | 0 | 0 | 8 | 8 | 9 | 10 | 2 | 2 | 0.04267 | 0.04267 | $/kWh
electric | energy |  | 0 | 0 | 8 | 8 | 9 | 10 | 3 | 3 | 0.04603 | 0.04603 | $/kWh
electric | energy |  | 0 | 0 | 8 | 8 | 9 | 10 | 4 | 4 | 0.045872 | 0.045872 | $/kWh
electric | energy |  | 0 | 0 | 8 | 8 | 9 | 10 | 5 | 5 | 0.038212 | 0.038212 | $/kWh
electric | energy |  | 0 | 0 | 8 | 8 | 9 | 10 | 6 | 6 | 0.03363 | 0.03363 | $/kWh
electric | energy |  | 0 | 0 | 8 | 8 | 10 | 11 | 0 | 0 | 0.044814 | 0.044814 | $/kWh
electric | energy |  | 0 | 0 | 8 | 8 | 10 | 11 | 1 | 1 | 0.04551 | 0.04551 | $/kWh
electric | energy |  | 0 | 0 | 8 | 8 | 10 | 11 | 2 | 2 | 0.046915 | 0.046915 | $/kWh
electric | energy |  | 0 | 0 | 8 | 8 | 10 | 11 | 3 | 3 | 0.050822 | 0.050822 | $/kWh
electric | energy |  | 0 | 0 | 8 | 8 | 10 | 11 | 4 | 4 | 0.049748 | 0.049748 | $/kWh
electric | energy |  | 0 | 0 | 8 | 8 | 10 | 11 | 5 | 5 | 0.040227 | 0.040227 | $/kWh
electric | energy |  | 0 | 0 | 8 | 8 | 10 | 11 | 6 | 6 | 0.036038 | 0.036038 | $/kWh
electric | energy |  | 0 | 0 | 8 | 8 | 11 | 12 | 0 | 0 | 0.048 | 0.048 | $/kWh
electric | energy |  | 0 | 0 | 8 | 8 | 11 | 12 | 1 | 1 | 0.048534 | 0.048534 | $/kWh
electric | energy |  | 0 | 0 | 8 | 8 | 11 | 12 | 2 | 2 | 0.050388 | 0.050388 | $/kWh
electric | energy |  | 0 | 0 | 8 | 8 | 11 | 12 | 3 | 3 | 0.05431 | 0.05431 | $/kWh
electric | energy |  | 0 | 0 | 8 | 8 | 11 | 12 | 4 | 4 | 0.052132 | 0.052132 | $/kWh
electric | energy |  | 0 | 0 | 8 | 8 | 11 | 12 | 5 | 5 | 0.043605 | 0.043605 | $/kWh
electric | energy |  | 0 | 0 | 8 | 8 | 11 | 12 | 6 | 6 | 0.03797 | 0.03797 | $/kWh
electric | energy |  | 0 | 0 | 8 | 8 | 12 | 13 | 0 | 0 | 0.051358 | 0.051358 | $/kWh
electric | energy |  | 0 | 0 | 8 | 8 | 12 | 13 | 1 | 1 | 0.05144 | 0.05144 | $/kWh
electric | energy |  | 0 | 0 | 8 | 8 | 12 | 13 | 2 | 2 | 0.053233 | 0.053233 | $/kWh
electric | energy |  | 0 | 0 | 8 | 8 | 12 | 13 | 3 | 3 | 0.057298 | 0.057298 | $/kWh
electric | energy |  | 0 | 0 | 8 | 8 | 12 | 13 | 4 | 4 | 0.056545 | 0.056545 | $/kWh
electric | energy |  | 0 | 0 | 8 | 8 | 12 | 13 | 5 | 5 | 0.046875 | 0.046875 | $/kWh
electric | energy |  | 0 | 0 | 8 | 8 | 12 | 13 | 6 | 6 | 0.041254 | 0.041254 | $/kWh
electric | energy |  | 0 | 0 | 8 | 8 | 13 | 14 | 0 | 0 | 0.053352 | 0.053352 | $/kWh
electric | energy |  | 0 | 0 | 8 | 8 | 13 | 14 | 1 | 1 | 0.054316 | 0.054316 | $/kWh
electric | energy |  | 0 | 0 | 8 | 8 | 13 | 14 | 2 | 2 | 0.057087 | 0.057087 | $/kWh
electric | energy |  | 0 | 0 | 8 | 8 | 13 | 14 | 3 | 3 | 0.061468 | 0.061468 | $/kWh
electric | energy |  | 0 | 0 | 8 | 8 | 13 | 14 | 4 | 4 | 0.061142 | 0.061142 | $/kWh
electric | energy |  | 0 | 0 | 8 | 8 | 13 | 14 | 5 | 5 | 0.049495 | 0.049495 | $/kWh
electric | energy |  | 0 | 0 | 8 | 8 | 13 | 14 | 6 | 6 | 0.042186 | 0.042186 | $/kWh
electric | energy |  | 0 | 0 | 8 | 8 | 14 | 15 | 0 | 0 | 0.05612 | 0.05612 | $/kWh
electric | energy |  | 0 | 0 | 8 | 8 | 14 | 15 | 1 | 1 | 0.056478 | 0.056478 | $/kWh
electric | energy |  | 0 | 0 | 8 | 8 | 14 | 15 | 2 | 2 | 0.05966 | 0.05966 | $/kWh
electric | energy |  | 0 | 0 | 8 | 8 | 14 | 15 | 3 | 3 | 0.065345 | 0.065345 | $/kWh
electric | energy |  | 0 | 0 | 8 | 8 | 14 | 15 | 4 | 4 | 0.063312 | 0.063312 | $/kWh
electric | energy |  | 0 | 0 | 8 | 8 | 14 | 15 | 5 | 5 | 0.051765 | 0.051765 | $/kWh
electric | energy |  | 0 | 0 | 8 | 8 | 14 | 15 | 6 | 6 | 0.044466 | 0.044466 | $/kWh
electric | energy |  | 0 | 0 | 8 | 8 | 15 | 16 | 0 | 0 | 0.06115 | 0.06115 | $/kWh
electric | energy |  | 0 | 0 | 8 | 8 | 15 | 16 | 1 | 1 | 0.062116 | 0.062116 | $/kWh
electric | energy |  | 0 | 0 | 8 | 8 | 15 | 16 | 2 | 2 | 0.06713 | 0.06713 | $/kWh
electric | energy |  | 0 | 0 | 8 | 8 | 15 | 16 | 3 | 3 | 0.07843 | 0.07843 | $/kWh
electric | energy |  | 0 | 0 | 8 | 8 | 15 | 16 | 4 | 4 | 0.072593 | 0.072593 | $/kWh
electric | energy |  | 0 | 0 | 8 | 8 | 15 | 16 | 5 | 5 | 0.053207 | 0.053207 | $/kWh
electric | energy |  | 0 | 0 | 8 | 8 | 15 | 16 | 6 | 6 | 0.04725 | 0.04725 | $/kWh
electric | energy |  | 0 | 0 | 8 | 8 | 16 | 17 | 0 | 0 | 0.066572 | 0.066572 | $/kWh
electric | energy |  | 0 | 0 | 8 | 8 | 16 | 17 | 1 | 1 | 0.068674 | 0.068674 | $/kWh
electric | energy |  | 0 | 0 | 8 | 8 | 16 | 17 | 2 | 2 | 0.072375 | 0.072375 | $/kWh
electric | energy |  | 0 | 0 | 8 | 8 | 16 | 17 | 3 | 3 | 0.083625 | 0.083625 | $/kWh
electric | energy |  | 0 | 0 | 8 | 8 | 16 | 17 | 4 | 4 | 0.078825 | 0.078825 | $/kWh
electric | energy |  | 0 | 0 | 8 | 8 | 16 | 17 | 5 | 5 | 0.05905 | 0.05905 | $/kWh
electric | energy |  | 0 | 0 | 8 | 8 | 16 | 17 | 6 | 6 | 0.050804 | 0.050804 | $/kWh
electric | energy |  | 0 | 0 | 8 | 8 | 17 | 18 | 0 | 0 | 0.069212 | 0.069212 | $/kWh
electric | energy |  | 0 | 0 | 8 | 8 | 17 | 18 | 1 | 1 | 0.0715 | 0.0715 | $/kWh
electric | energy |  | 0 | 0 | 8 | 8 | 17 | 18 | 2 | 2 | 0.076952 | 0.076952 | $/kWh
electric | energy |  | 0 | 0 | 8 | 8 | 17 | 18 | 3 | 3 | 0.085067 | 0.085067 | $/kWh
electric | energy |  | 0 | 0 | 8 | 8 | 17 | 18 | 4 | 4 | 0.080905 | 0.080905 | $/kWh
electric | energy |  | 0 | 0 | 8 | 8 | 17 | 18 | 5 | 5 | 0.062195 | 0.062195 | $/kWh
electric | energy |  | 0 | 0 | 8 | 8 | 17 | 18 | 6 | 6 | 0.055506 | 0.055506 | $/kWh
electric | energy |  | 0 | 0 | 8 | 8 | 18 | 19 | 0 | 0 | 0.062782 | 0.062782 | $/kWh
electric | energy |  | 0 | 0 | 8 | 8 | 18 | 19 | 1 | 1 | 0.063842 | 0.063842 | $/kWh
electric | energy |  | 0 | 0 | 8 | 8 | 18 | 19 | 2 | 2 | 0.066925 | 0.066925 | $/kWh
electric | energy |  | 0 | 0 | 8 | 8 | 18 | 19 | 3 | 3 | 0.07416 | 0.07416 | $/kWh
electric | energy |  | 0 | 0 | 8 | 8 | 18 | 19 | 4 | 4 | 0.067415 | 0.067415 | $/kWh
electric | energy |  | 0 | 0 | 8 | 8 | 18 | 19 | 5 | 5 | 0.057085 | 0.057085 | $/kWh
electric | energy |  | 0 | 0 | 8 | 8 | 18 | 19 | 6 | 6 | 0.052146 | 0.052146 | $/kWh
electric | energy |  | 0 | 0 | 8 | 8 | 19 | 20 | 0 | 0 | 0.05652 | 0.05652 | $/kWh
electric | energy |  | 0 | 0 | 8 | 8 | 19 | 20 | 1 | 1 | 0.056756 | 0.056756 | $/kWh
electric | energy |  | 0 | 0 | 8 | 8 | 19 | 20 | 2 | 2 | 0.059507 | 0.059507 | $/kWh
electric | energy |  | 0 | 0 | 8 | 8 | 19 | 20 | 3 | 3 | 0.064392 | 0.064392 | $/kWh
electric | energy |  | 0 | 0 | 8 | 8 | 19 | 20 | 4 | 4 | 0.058713 | 0.058713 | $/kWh
electric | energy |  | 0 | 0 | 8 | 8 | 19 | 20 | 5 | 5 | 0.049903 | 0.049903 | $/kWh
electric | energy |  | 0 | 0 | 8 | 8 | 19 | 20 | 6 | 6 | 0.04707 | 0.04707 | $/kWh
electric | energy |  | 0 | 0 | 8 | 8 | 20 | 21 | 0 | 0 | 0.052852 | 0.052852 | $/kWh
electric | energy |  | 0 | 0 | 8 | 8 | 20 | 21 | 1 | 1 | 0.05214 | 0.05214 | $/kWh
electric | energy |  | 0 | 0 | 8 | 8 | 20 | 21 | 2 | 2 | 0.054722 | 0.054722 | $/kWh
electric | energy |  | 0 | 0 | 8 | 8 | 20 | 21 | 3 | 3 | 0.057325 | 0.057325 | $/kWh
electric | energy |  | 0 | 0 | 8 | 8 | 20 | 21 | 4 | 4 | 0.053898 | 0.053898 | $/kWh
electric | energy |  | 0 | 0 | 8 | 8 | 20 | 21 | 5 | 5 | 0.048418 | 0.048418 | $/kWh
electric | energy |  | 0 | 0 | 8 | 8 | 20 | 21 | 6 | 6 | 0.04498 | 0.04498 | $/kWh
electric | energy |  | 0 | 0 | 8 | 8 | 21 | 22 | 0 | 0 | 0.046612 | 0.046612 | $/kWh
electric | energy |  | 0 | 0 | 8 | 8 | 21 | 22 | 1 | 1 | 0.04704 | 0.04704 | $/kWh
electric | energy |  | 0 | 0 | 8 | 8 | 21 | 22 | 2 | 2 | 0.049505 | 0.049505 | $/kWh
electric | energy |  | 0 | 0 | 8 | 8 | 21 | 22 | 3 | 3 | 0.052222 | 0.052222 | $/kWh
electric | energy |  | 0 | 0 | 8 | 8 | 21 | 22 | 4 | 4 | 0.050415 | 0.050415 | $/kWh
electric | energy |  | 0 | 0 | 8 | 8 | 21 | 22 | 5 | 5 | 0.04345 | 0.04345 | $/kWh
electric | energy |  | 0 | 0 | 8 | 8 | 21 | 22 | 6 | 6 | 0.041242 | 0.041242 | $/kWh
electric | energy |  | 0 | 0 | 8 | 8 | 22 | 23 | 0 | 0 | 0.041866 | 0.041866 | $/kWh
electric | energy |  | 0 | 0 | 8 | 8 | 22 | 23 | 1 | 1 | 0.04285 | 0.04285 | $/kWh
electric | energy |  | 0 | 0 | 8 | 8 | 22 | 23 | 2 | 2 | 0.045085 | 0.045085 | $/kWh
electric | energy |  | 0 | 0 | 8 | 8 | 22 | 23 | 3 | 3 | 0.046977 | 0.046977 | $/kWh
electric | energy |  | 0 | 0 | 8 | 8 | 22 | 23 | 4 | 4 | 0.045803 | 0.045803 | $/kWh
electric | energy |  | 0 | 0 | 8 | 8 | 22 | 23 | 5 | 5 | 0.039778 | 0.039778 | $/kWh
electric | energy |  | 0 | 0 | 8 | 8 | 22 | 23 | 6 | 6 | 0.03659 | 0.03659 | $/kWh
electric | energy |  | 0 | 0 | 8 | 8 | 23 | 24 | 0 | 0 | 0.038998 | 0.038998 | $/kWh
electric | energy |  | 0 | 0 | 8 | 8 | 23 | 24 | 1 | 1 | 0.039654 | 0.039654 | $/kWh
electric | energy |  | 0 | 0 | 8 | 8 | 23 | 24 | 2 | 2 | 0.04133 | 0.04133 | $/kWh
electric | energy |  | 0 | 0 | 8 | 8 | 23 | 24 | 3 | 3 | 0.042978 | 0.042978 | $/kWh
electric | energy |  | 0 | 0 | 8 | 8 | 23 | 24 | 4 | 4 | 0.041493 | 0.041493 | $/kWh
electric | energy |  | 0 | 0 | 8 | 8 | 23 | 24 | 5 | 5 | 0.037845 | 0.037845 | $/kWh
electric | energy |  | 0 | 0 | 8 | 8 | 23 | 24 | 6 | 6 | 0.03595 | 0.03595 | $/kWh
electric | energy |  | 0 | 0 | 9 | 9 | 0 | 1 | 0 | 0 | 0.0328 | 0.0328 | $/kWh
electric | energy |  | 0 | 0 | 9 | 9 | 0 | 1 | 1 | 1 | 0.034702 | 0.034702 | $/kWh
electric | energy |  | 0 | 0 | 9 | 9 | 0 | 1 | 2 | 2 | 0.03637 | 0.03637 | $/kWh
electric | energy |  | 0 | 0 | 9 | 9 | 0 | 1 | 3 | 3 | 0.034588 | 0.034588 | $/kWh
electric | energy |  | 0 | 0 | 9 | 9 | 0 | 1 | 4 | 4 | 0.033635 | 0.033635 | $/kWh
electric | energy |  | 0 | 0 | 9 | 9 | 0 | 1 | 5 | 5 | 0.031367 | 0.031367 | $/kWh
electric | energy |  | 0 | 0 | 9 | 9 | 0 | 1 | 6 | 6 | 0.033368 | 0.033368 | $/kWh
electric | energy |  | 0 | 0 | 9 | 9 | 1 | 2 | 0 | 0 | 0.031462 | 0.031462 | $/kWh
electric | energy |  | 0 | 0 | 9 | 9 | 1 | 2 | 1 | 1 | 0.03168 | 0.03168 | $/kWh
electric | energy |  | 0 | 0 | 9 | 9 | 1 | 2 | 2 | 2 | 0.0339 | 0.0339 | $/kWh
electric | energy |  | 0 | 0 | 9 | 9 | 1 | 2 | 3 | 3 | 0.031928 | 0.031928 | $/kWh
electric | energy |  | 0 | 0 | 9 | 9 | 1 | 2 | 4 | 4 | 0.030175 | 0.030175 | $/kWh
electric | energy |  | 0 | 0 | 9 | 9 | 1 | 2 | 5 | 5 | 0.030415 | 0.030415 | $/kWh
electric | energy |  | 0 | 0 | 9 | 9 | 1 | 2 | 6 | 6 | 0.030547 | 0.030547 | $/kWh
electric | energy |  | 0 | 0 | 9 | 9 | 2 | 3 | 0 | 0 | 0.03012 | 0.03012 | $/kWh
electric | energy |  | 0 | 0 | 9 | 9 | 2 | 3 | 1 | 1 | 0.029892 | 0.029892 | $/kWh
electric | energy |  | 0 | 0 | 9 | 9 | 2 | 3 | 2 | 2 | 0.032836 | 0.032836 | $/kWh
electric | energy |  | 0 | 0 | 9 | 9 | 2 | 3 | 3 | 3 | 0.03007 | 0.03007 | $/kWh
electric | energy |  | 0 | 0 | 9 | 9 | 2 | 3 | 4 | 4 | 0.029212 | 0.029212 | $/kWh
electric | energy |  | 0 | 0 | 9 | 9 | 2 | 3 | 5 | 5 | 0.029357 | 0.029357 | $/kWh
electric | energy |  | 0 | 0 | 9 | 9 | 2 | 3 | 6 | 6 | 0.028417 | 0.028417 | $/kWh
electric | energy |  | 0 | 0 | 9 | 9 | 3 | 4 | 0 | 0 | 0.029115 | 0.029115 | $/kWh
electric | energy |  | 0 | 0 | 9 | 9 | 3 | 4 | 1 | 1 | 0.02952 | 0.02952 | $/kWh
electric | energy |  | 0 | 0 | 9 | 9 | 3 | 4 | 2 | 2 | 0.031882 | 0.031882 | $/kWh
electric | energy |  | 0 | 0 | 9 | 9 | 3 | 4 | 3 | 3 | 0.02971 | 0.02971 | $/kWh
electric | energy |  | 0 | 0 | 9 | 9 | 3 | 4 | 4 | 4 | 0.029357 | 0.029357 | $/kWh
electric | energy |  | 0 | 0 | 9 | 9 | 3 | 4 | 5 | 5 | 0.028483 | 0.028483 | $/kWh
electric | energy |  | 0 | 0 | 9 | 9 | 3 | 4 | 6 | 6 | 0.027998 | 0.027998 | $/kWh
electric | energy |  | 0 | 0 | 9 | 9 | 4 | 5 | 0 | 0 | 0.02916 | 0.02916 | $/kWh
electric | energy |  | 0 | 0 | 9 | 9 | 4 | 5 | 1 | 1 | 0.029243 | 0.029243 | $/kWh
electric | energy |  | 0 | 0 | 9 | 9 | 4 | 5 | 2 | 2 | 0.032346 | 0.032346 | $/kWh
electric | energy |  | 0 | 0 | 9 | 9 | 4 | 5 | 3 | 3 | 0.030238 | 0.030238 | $/kWh
electric | energy |  | 0 | 0 | 9 | 9 | 4 | 5 | 4 | 4 | 0.029125 | 0.029125 | $/kWh
electric | energy |  | 0 | 0 | 9 | 9 | 4 | 5 | 5 | 5 | 0.028112 | 0.028112 | $/kWh
electric | energy |  | 0 | 0 | 9 | 9 | 4 | 5 | 6 | 6 | 0.02766 | 0.02766 | $/kWh
electric | energy |  | 0 | 0 | 9 | 9 | 5 | 6 | 0 | 0 | 0.030023 | 0.030023 | $/kWh
electric | energy |  | 0 | 0 | 9 | 9 | 5 | 6 | 1 | 1 | 0.031357 | 0.031357 | $/kWh
electric | energy |  | 0 | 0 | 9 | 9 | 5 | 6 | 2 | 2 | 0.034232 | 0.034232 | $/kWh
electric | energy |  | 0 | 0 | 9 | 9 | 5 | 6 | 3 | 3 | 0.032442 | 0.032442 | $/kWh
electric | energy |  | 0 | 0 | 9 | 9 | 5 | 6 | 4 | 4 | 0.030812 | 0.030812 | $/kWh
electric | energy |  | 0 | 0 | 9 | 9 | 5 | 6 | 5 | 5 | 0.02886 | 0.02886 | $/kWh
electric | energy |  | 0 | 0 | 9 | 9 | 5 | 6 | 6 | 6 | 0.027938 | 0.027938 | $/kWh
electric | energy |  | 0 | 0 | 9 | 9 | 6 | 7 | 0 | 0 | 0.03179 | 0.03179 | $/kWh
electric | energy |  | 0 | 0 | 9 | 9 | 6 | 7 | 1 | 1 | 0.035958 | 0.035958 | $/kWh
electric | energy |  | 0 | 0 | 9 | 9 | 6 | 7 | 2 | 2 | 0.036316 | 0.036316 | $/kWh
electric | energy |  | 0 | 0 | 9 | 9 | 6 | 7 | 3 | 3 | 0.034646 | 0.034646 | $/kWh
electric | energy |  | 0 | 0 | 9 | 9 | 6 | 7 | 4 | 4 | 0.03452 | 0.03452 | $/kWh
electric | energy |  | 0 | 0 | 9 | 9 | 6 | 7 | 5 | 5 | 0.027688 | 0.027688 | $/kWh
electric | energy |  | 0 | 0 | 9 | 9 | 6 | 7 | 6 | 6 | 0.027113 | 0.027113 | $/kWh
electric | energy |  | 0 | 0 | 9 | 9 | 7 | 8 | 0 | 0 | 0.036365 | 0.036365 | $/kWh
electric | energy |  | 0 | 0 | 9 | 9 | 7 | 8 | 1 | 1 | 0.038545 | 0.038545 | $/kWh
electric | energy |  | 0 | 0 | 9 | 9 | 7 | 8 | 2 | 2 | 0.039244 | 0.039244 | $/kWh
electric | energy |  | 0 | 0 | 9 | 9 | 7 | 8 | 3 | 3 | 0.038286 | 0.038286 | $/kWh
electric | energy |  | 0 | 0 | 9 | 9 | 7 | 8 | 4 | 4 | 0.036957 | 0.036957 | $/kWh
electric | energy |  | 0 | 0 | 9 | 9 | 7 | 8 | 5 | 5 | 0.029378 | 0.029378 | $/kWh
electric | energy |  | 0 | 0 | 9 | 9 | 7 | 8 | 6 | 6 | 0.02868 | 0.02868 | $/kWh
electric | energy |  | 0 | 0 | 9 | 9 | 8 | 9 | 0 | 0 | 0.039793 | 0.039793 | $/kWh
electric | energy |  | 0 | 0 | 9 | 9 | 8 | 9 | 1 | 1 | 0.03919 | 0.03919 | $/kWh
electric | energy |  | 0 | 0 | 9 | 9 | 8 | 9 | 2 | 2 | 0.041634 | 0.041634 | $/kWh
electric | energy |  | 0 | 0 | 9 | 9 | 8 | 9 | 3 | 3 | 0.039256 | 0.039256 | $/kWh
electric | energy |  | 0 | 0 | 9 | 9 | 8 | 9 | 4 | 4 | 0.041105 | 0.041105 | $/kWh
electric | energy |  | 0 | 0 | 9 | 9 | 8 | 9 | 5 | 5 | 0.031997 | 0.031997 | $/kWh
electric | energy |  | 0 | 0 | 9 | 9 | 8 | 9 | 6 | 6 | 0.030842 | 0.030842 | $/kWh
electric | energy |  | 0 | 0 | 9 | 9 | 9 | 10 | 0 | 0 | 0.041508 | 0.041508 | $/kWh
electric | energy |  | 0 | 0 | 9 | 9 | 9 | 10 | 1 | 1 | 0.04077 | 0.04077 | $/kWh
electric | energy |  | 0 | 0 | 9 | 9 | 9 | 10 | 2 | 2 | 0.043614 | 0.043614 | $/kWh
electric | energy |  | 0 | 0 | 9 | 9 | 9 | 10 | 3 | 3 | 0.040866 | 0.040866 | $/kWh
electric | energy |  | 0 | 0 | 9 | 9 | 9 | 10 | 4 | 4 | 0.04284 | 0.04284 | $/kWh
electric | energy |  | 0 | 0 | 9 | 9 | 9 | 10 | 5 | 5 | 0.034457 | 0.034457 | $/kWh
electric | energy |  | 0 | 0 | 9 | 9 | 9 | 10 | 6 | 6 | 0.032045 | 0.032045 | $/kWh
electric | energy |  | 0 | 0 | 9 | 9 | 10 | 11 | 0 | 0 | 0.042943 | 0.042943 | $/kWh
electric | energy |  | 0 | 0 | 9 | 9 | 10 | 11 | 1 | 1 | 0.042118 | 0.042118 | $/kWh
electric | energy |  | 0 | 0 | 9 | 9 | 10 | 11 | 2 | 2 | 0.045284 | 0.045284 | $/kWh
electric | energy |  | 0 | 0 | 9 | 9 | 10 | 11 | 3 | 3 | 0.04315 | 0.04315 | $/kWh
electric | energy |  | 0 | 0 | 9 | 9 | 10 | 11 | 4 | 4 | 0.04329 | 0.04329 | $/kWh
electric | energy |  | 0 | 0 | 9 | 9 | 10 | 11 | 5 | 5 | 0.03632 | 0.03632 | $/kWh
electric | energy |  | 0 | 0 | 9 | 9 | 10 | 11 | 6 | 6 | 0.033447 | 0.033447 | $/kWh
electric | energy |  | 0 | 0 | 9 | 9 | 11 | 12 | 0 | 0 | 0.043987 | 0.043987 | $/kWh
electric | energy |  | 0 | 0 | 9 | 9 | 11 | 12 | 1 | 1 | 0.044235 | 0.044235 | $/kWh
electric | energy |  | 0 | 0 | 9 | 9 | 11 | 12 | 2 | 2 | 0.046522 | 0.046522 | $/kWh
electric | energy |  | 0 | 0 | 9 | 9 | 11 | 12 | 3 | 3 | 0.043536 | 0.043536 | $/kWh
electric | energy |  | 0 | 0 | 9 | 9 | 11 | 12 | 4 | 4 | 0.04516 | 0.04516 | $/kWh
electric | energy |  | 0 | 0 | 9 | 9 | 11 | 12 | 5 | 5 | 0.037605 | 0.037605 | $/kWh
electric | energy |  | 0 | 0 | 9 | 9 | 11 | 12 | 6 | 6 | 0.03418 | 0.03418 | $/kWh
electric | energy |  | 0 | 0 | 9 | 9 | 12 | 13 | 0 | 0 | 0.044675 | 0.044675 | $/kWh
electric | energy |  | 0 | 0 | 9 | 9 | 12 | 13 | 1 | 1 | 0.044873 | 0.044873 | $/kWh
electric | energy |  | 0 | 0 | 9 | 9 | 12 | 13 | 2 | 2 | 0.047782 | 0.047782 | $/kWh
electric | energy |  | 0 | 0 | 9 | 9 | 12 | 13 | 3 | 3 | 0.043466 | 0.043466 | $/kWh
electric | energy |  | 0 | 0 | 9 | 9 | 12 | 13 | 4 | 4 | 0.044975 | 0.044975 | $/kWh
electric | energy |  | 0 | 0 | 9 | 9 | 12 | 13 | 5 | 5 | 0.037712 | 0.037712 | $/kWh
electric | energy |  | 0 | 0 | 9 | 9 | 12 | 13 | 6 | 6 | 0.034618 | 0.034618 | $/kWh
electric | energy |  | 0 | 0 | 9 | 9 | 13 | 14 | 0 | 0 | 0.046307 | 0.046307 | $/kWh
electric | energy |  | 0 | 0 | 9 | 9 | 13 | 14 | 1 | 1 | 0.046328 | 0.046328 | $/kWh
electric | energy |  | 0 | 0 | 9 | 9 | 13 | 14 | 2 | 2 | 0.048706 | 0.048706 | $/kWh
electric | energy |  | 0 | 0 | 9 | 9 | 13 | 14 | 3 | 3 | 0.04356 | 0.04356 | $/kWh
electric | energy |  | 0 | 0 | 9 | 9 | 13 | 14 | 4 | 4 | 0.045282 | 0.045282 | $/kWh
electric | energy |  | 0 | 0 | 9 | 9 | 13 | 14 | 5 | 5 | 0.03932 | 0.03932 | $/kWh
electric | energy |  | 0 | 0 | 9 | 9 | 13 | 14 | 6 | 6 | 0.035403 | 0.035403 | $/kWh
electric | energy |  | 0 | 0 | 9 | 9 | 14 | 15 | 0 | 0 | 0.0465 | 0.0465 | $/kWh
electric | energy |  | 0 | 0 | 9 | 9 | 14 | 15 | 1 | 1 | 0.046788 | 0.046788 | $/kWh
electric | energy |  | 0 | 0 | 9 | 9 | 14 | 15 | 2 | 2 | 0.049854 | 0.049854 | $/kWh
electric | energy |  | 0 | 0 | 9 | 9 | 14 | 15 | 3 | 3 | 0.044158 | 0.044158 | $/kWh
electric | energy |  | 0 | 0 | 9 | 9 | 14 | 15 | 4 | 4 | 0.04576 | 0.04576 | $/kWh
electric | energy |  | 0 | 0 | 9 | 9 | 14 | 15 | 5 | 5 | 0.039732 | 0.039732 | $/kWh
electric | energy |  | 0 | 0 | 9 | 9 | 14 | 15 | 6 | 6 | 0.035662 | 0.035662 | $/kWh
electric | energy |  | 0 | 0 | 9 | 9 | 15 | 16 | 0 | 0 | 0.048017 | 0.048017 | $/kWh
electric | energy |  | 0 | 0 | 9 | 9 | 15 | 16 | 1 | 1 | 0.047898 | 0.047898 | $/kWh
electric | energy |  | 0 | 0 | 9 | 9 | 15 | 16 | 2 | 2 | 0.051428 | 0.051428 | $/kWh
electric | energy |  | 0 | 0 | 9 | 9 | 15 | 16 | 3 | 3 | 0.045952 | 0.045952 | $/kWh
electric | energy |  | 0 | 0 | 9 | 9 | 15 | 16 | 4 | 4 | 0.045613 | 0.045613 | $/kWh
electric | energy |  | 0 | 0 | 9 | 9 | 15 | 16 | 5 | 5 | 0.04144 | 0.04144 | $/kWh
electric | energy |  | 0 | 0 | 9 | 9 | 15 | 16 | 6 | 6 | 0.038872 | 0.038872 | $/kWh
electric | energy |  | 0 | 0 | 9 | 9 | 16 | 17 | 0 | 0 | 0.053567 | 0.053567 | $/kWh
electric | energy |  | 0 | 0 | 9 | 9 | 16 | 17 | 1 | 1 | 0.053788 | 0.053788 | $/kWh
electric | energy |  | 0 | 0 | 9 | 9 | 16 | 17 | 2 | 2 | 0.055858 | 0.055858 | $/kWh
electric | energy |  | 0 | 0 | 9 | 9 | 16 | 17 | 3 | 3 | 0.048262 | 0.048262 | $/kWh
electric | energy |  | 0 | 0 | 9 | 9 | 16 | 17 | 4 | 4 | 0.049545 | 0.049545 | $/kWh
electric | energy |  | 0 | 0 | 9 | 9 | 16 | 17 | 5 | 5 | 0.04371 | 0.04371 | $/kWh
electric | energy |  | 0 | 0 | 9 | 9 | 16 | 17 | 6 | 6 | 0.044145 | 0.044145 | $/kWh
electric | energy |  | 0 | 0 | 9 | 9 | 17 | 18 | 0 | 0 | 0.05635 | 0.05635 | $/kWh
electric | energy |  | 0 | 0 | 9 | 9 | 17 | 18 | 1 | 1 | 0.056563 | 0.056563 | $/kWh
electric | energy |  | 0 | 0 | 9 | 9 | 17 | 18 | 2 | 2 | 0.058034 | 0.058034 | $/kWh
electric | energy |  | 0 | 0 | 9 | 9 | 17 | 18 | 3 | 3 | 0.052326 | 0.052326 | $/kWh
electric | energy |  | 0 | 0 | 9 | 9 | 17 | 18 | 4 | 4 | 0.05226 | 0.05226 | $/kWh
electric | energy |  | 0 | 0 | 9 | 9 | 17 | 18 | 5 | 5 | 0.04655 | 0.04655 | $/kWh
electric | energy |  | 0 | 0 | 9 | 9 | 17 | 18 | 6 | 6 | 0.0489 | 0.0489 | $/kWh
electric | energy |  | 0 | 0 | 9 | 9 | 18 | 19 | 0 | 0 | 0.052995 | 0.052995 | $/kWh
electric | energy |  | 0 | 0 | 9 | 9 | 18 | 19 | 1 | 1 | 0.054975 | 0.054975 | $/kWh
electric | energy |  | 0 | 0 | 9 | 9 | 18 | 19 | 2 | 2 | 0.054202 | 0.054202 | $/kWh
electric | energy |  | 0 | 0 | 9 | 9 | 18 | 19 | 3 | 3 | 0.049444 | 0.049444 | $/kWh
electric | energy |  | 0 | 0 | 9 | 9 | 18 | 19 | 4 | 4 | 0.050972 | 0.050972 | $/kWh
electric | energy |  | 0 | 0 | 9 | 9 | 18 | 19 | 5 | 5 | 0.045565 | 0.045565 | $/kWh
electric | energy |  | 0 | 0 | 9 | 9 | 18 | 19 | 6 | 6 | 0.049203 | 0.049203 | $/kWh
electric | energy |  | 0 | 0 | 9 | 9 | 19 | 20 | 0 | 0 | 0.05344 | 0.05344 | $/kWh
electric | energy |  | 0 | 0 | 9 | 9 | 19 | 20 | 1 | 1 | 0.05342 | 0.05342 | $/kWh
electric | energy |  | 0 | 0 | 9 | 9 | 19 | 20 | 2 | 2 | 0.053536 | 0.053536 | $/kWh
electric | energy |  | 0 | 0 | 9 | 9 | 19 | 20 | 3 | 3 | 0.049034 | 0.049034 | $/kWh
electric | energy |  | 0 | 0 | 9 | 9 | 19 | 20 | 4 | 4 | 0.049695 | 0.049695 | $/kWh
electric | energy |  | 0 | 0 | 9 | 9 | 19 | 20 | 5 | 5 | 0.044905 | 0.044905 | $/kWh
electric | energy |  | 0 | 0 | 9 | 9 | 19 | 20 | 6 | 6 | 0.048555 | 0.048555 | $/kWh
electric | energy |  | 0 | 0 | 9 | 9 | 20 | 21 | 0 | 0 | 0.047905 | 0.047905 | $/kWh
electric | energy |  | 0 | 0 | 9 | 9 | 20 | 21 | 1 | 1 | 0.048352 | 0.048352 | $/kWh
electric | energy |  | 0 | 0 | 9 | 9 | 20 | 21 | 2 | 2 | 0.050254 | 0.050254 | $/kWh
electric | energy |  | 0 | 0 | 9 | 9 | 20 | 21 | 3 | 3 | 0.044772 | 0.044772 | $/kWh
electric | energy |  | 0 | 0 | 9 | 9 | 20 | 21 | 4 | 4 | 0.04593 | 0.04593 | $/kWh
electric | energy |  | 0 | 0 | 9 | 9 | 20 | 21 | 5 | 5 | 0.042008 | 0.042008 | $/kWh
electric | energy |  | 0 | 0 | 9 | 9 | 20 | 21 | 6 | 6 | 0.045012 | 0.045012 | $/kWh
electric | energy |  | 0 | 0 | 9 | 9 | 21 | 22 | 0 | 0 | 0.042678 | 0.042678 | $/kWh
electric | energy |  | 0 | 0 | 9 | 9 | 21 | 22 | 1 | 1 | 0.043875 | 0.043875 | $/kWh
electric | energy |  | 0 | 0 | 9 | 9 | 21 | 22 | 2 | 2 | 0.04445 | 0.04445 | $/kWh
electric | energy |  | 0 | 0 | 9 | 9 | 21 | 22 | 3 | 3 | 0.038992 | 0.038992 | $/kWh
electric | energy |  | 0 | 0 | 9 | 9 | 21 | 22 | 4 | 4 | 0.04189 | 0.04189 | $/kWh
electric | energy |  | 0 | 0 | 9 | 9 | 21 | 22 | 5 | 5 | 0.03848 | 0.03848 | $/kWh
electric | energy |  | 0 | 0 | 9 | 9 | 21 | 22 | 6 | 6 | 0.041017 | 0.041017 | $/kWh
electric | energy |  | 0 | 0 | 9 | 9 | 22 | 23 | 0 | 0 | 0.040142 | 0.040142 | $/kWh
electric | energy |  | 0 | 0 | 9 | 9 | 22 | 23 | 1 | 1 | 0.039895 | 0.039895 | $/kWh
electric | energy |  | 0 | 0 | 9 | 9 | 22 | 23 | 2 | 2 | 0.041548 | 0.041548 | $/kWh
electric | energy |  | 0 | 0 | 9 | 9 | 22 | 23 | 3 | 3 | 0.0357 | 0.0357 | $/kWh
electric | energy |  | 0 | 0 | 9 | 9 | 22 | 23 | 4 | 4 | 0.038135 | 0.038135 | $/kWh
electric | energy |  | 0 | 0 | 9 | 9 | 22 | 23 | 5 | 5 | 0.037253 | 0.037253 | $/kWh
electric | energy |  | 0 | 0 | 9 | 9 | 22 | 23 | 6 | 6 | 0.038093 | 0.038093 | $/kWh
electric | energy |  | 0 | 0 | 9 | 9 | 23 | 24 | 0 | 0 | 0.03801 | 0.03801 | $/kWh
electric | energy |  | 0 | 0 | 9 | 9 | 23 | 24 | 1 | 1 | 0.03643 | 0.03643 | $/kWh
electric | energy |  | 0 | 0 | 9 | 9 | 23 | 24 | 2 | 2 | 0.038636 | 0.038636 | $/kWh
electric | energy |  | 0 | 0 | 9 | 9 | 23 | 24 | 3 | 3 | 0.033284 | 0.033284 | $/kWh
electric | energy |  | 0 | 0 | 9 | 9 | 23 | 24 | 4 | 4 | 0.036867 | 0.036867 | $/kWh
electric | energy |  | 0 | 0 | 9 | 9 | 23 | 24 | 5 | 5 | 0.033572 | 0.033572 | $/kWh
electric | energy |  | 0 | 0 | 9 | 9 | 23 | 24 | 6 | 6 | 0.03361 | 0.03361 | $/kWh
electric | energy |  | 0 | 0 | 10 | 10 | 0 | 1 | 0 | 0 | 0.038523 | 0.038523 | $/kWh
electric | energy |  | 0 | 0 | 10 | 10 | 0 | 1 | 1 | 1 | 0.041767 | 0.041767 | $/kWh
electric | energy |  | 0 | 0 | 10 | 10 | 0 | 1 | 2 | 2 | 0.03774 | 0.03774 | $/kWh
electric | energy |  | 0 | 0 | 10 | 10 | 0 | 1 | 3 | 3 | 0.042965 | 0.042965 | $/kWh
electric | energy |  | 0 | 0 | 10 | 10 | 0 | 1 | 4 | 4 | 0.041084 | 0.041084 | $/kWh
electric | energy |  | 0 | 0 | 10 | 10 | 0 | 1 | 5 | 5 | 0.039036 | 0.039036 | $/kWh
electric | energy |  | 0 | 0 | 10 | 10 | 0 | 1 | 6 | 6 | 0.034098 | 0.034098 | $/kWh
electric | energy |  | 0 | 0 | 10 | 10 | 1 | 2 | 0 | 0 | 0.036345 | 0.036345 | $/kWh
electric | energy |  | 0 | 0 | 10 | 10 | 1 | 2 | 1 | 1 | 0.039395 | 0.039395 | $/kWh
electric | energy |  | 0 | 0 | 10 | 10 | 1 | 2 | 2 | 2 | 0.037085 | 0.037085 | $/kWh
electric | energy |  | 0 | 0 | 10 | 10 | 1 | 2 | 3 | 3 | 0.040935 | 0.040935 | $/kWh
electric | energy |  | 0 | 0 | 10 | 10 | 1 | 2 | 4 | 4 | 0.036394 | 0.036394 | $/kWh
electric | energy |  | 0 | 0 | 10 | 10 | 1 | 2 | 5 | 5 | 0.036378 | 0.036378 | $/kWh
electric | energy |  | 0 | 0 | 10 | 10 | 1 | 2 | 6 | 6 | 0.031668 | 0.031668 | $/kWh
electric | energy |  | 0 | 0 | 10 | 10 | 2 | 3 | 0 | 0 | 0.034888 | 0.034888 | $/kWh
electric | energy |  | 0 | 0 | 10 | 10 | 2 | 3 | 1 | 1 | 0.0382 | 0.0382 | $/kWh
electric | energy |  | 0 | 0 | 10 | 10 | 2 | 3 | 2 | 2 | 0.035232 | 0.035232 | $/kWh
electric | energy |  | 0 | 0 | 10 | 10 | 2 | 3 | 3 | 3 | 0.038933 | 0.038933 | $/kWh
electric | energy |  | 0 | 0 | 10 | 10 | 2 | 3 | 4 | 4 | 0.03487 | 0.03487 | $/kWh
electric | energy |  | 0 | 0 | 10 | 10 | 2 | 3 | 5 | 5 | 0.033464 | 0.033464 | $/kWh
electric | energy |  | 0 | 0 | 10 | 10 | 2 | 3 | 6 | 6 | 0.029376 | 0.029376 | $/kWh
electric | energy |  | 0 | 0 | 10 | 10 | 3 | 4 | 0 | 0 | 0.034292 | 0.034292 | $/kWh
electric | energy |  | 0 | 0 | 10 | 10 | 3 | 4 | 1 | 1 | 0.037295 | 0.037295 | $/kWh
electric | energy |  | 0 | 0 | 10 | 10 | 3 | 4 | 2 | 2 | 0.034575 | 0.034575 | $/kWh
electric | energy |  | 0 | 0 | 10 | 10 | 3 | 4 | 3 | 3 | 0.03814 | 0.03814 | $/kWh
electric | energy |  | 0 | 0 | 10 | 10 | 3 | 4 | 4 | 4 | 0.034148 | 0.034148 | $/kWh
electric | energy |  | 0 | 0 | 10 | 10 | 3 | 4 | 5 | 5 | 0.03244 | 0.03244 | $/kWh
electric | energy |  | 0 | 0 | 10 | 10 | 3 | 4 | 6 | 6 | 0.02822 | 0.02822 | $/kWh
electric | energy |  | 0 | 0 | 10 | 10 | 4 | 5 | 0 | 0 | 0.035577 | 0.035577 | $/kWh
electric | energy |  | 0 | 0 | 10 | 10 | 4 | 5 | 1 | 1 | 0.038322 | 0.038322 | $/kWh
electric | energy |  | 0 | 0 | 10 | 10 | 4 | 5 | 2 | 2 | 0.036477 | 0.036477 | $/kWh
electric | energy |  | 0 | 0 | 10 | 10 | 4 | 5 | 3 | 3 | 0.03972 | 0.03972 | $/kWh
electric | energy |  | 0 | 0 | 10 | 10 | 4 | 5 | 4 | 4 | 0.03532 | 0.03532 | $/kWh
electric | energy |  | 0 | 0 | 10 | 10 | 4 | 5 | 5 | 5 | 0.032654 | 0.032654 | $/kWh
electric | energy |  | 0 | 0 | 10 | 10 | 4 | 5 | 6 | 6 | 0.029178 | 0.029178 | $/kWh
electric | energy |  | 0 | 0 | 10 | 10 | 5 | 6 | 0 | 0 | 0.041548 | 0.041548 | $/kWh
electric | energy |  | 0 | 0 | 10 | 10 | 5 | 6 | 1 | 1 | 0.043755 | 0.043755 | $/kWh
electric | energy |  | 0 | 0 | 10 | 10 | 5 | 6 | 2 | 2 | 0.04126 | 0.04126 | $/kWh
electric | energy |  | 0 | 0 | 10 | 10 | 5 | 6 | 3 | 3 | 0.043867 | 0.043867 | $/kWh
electric | energy |  | 0 | 0 | 10 | 10 | 5 | 6 | 4 | 4 | 0.040132 | 0.040132 | $/kWh
electric | energy |  | 0 | 0 | 10 | 10 | 5 | 6 | 5 | 5 | 0.034918 | 0.034918 | $/kWh
electric | energy |  | 0 | 0 | 10 | 10 | 5 | 6 | 6 | 6 | 0.030182 | 0.030182 | $/kWh
electric | energy |  | 0 | 0 | 10 | 10 | 6 | 7 | 0 | 0 | 0.0519 | 0.0519 | $/kWh
electric | energy |  | 0 | 0 | 10 | 10 | 6 | 7 | 1 | 1 | 0.05423 | 0.05423 | $/kWh
electric | energy |  | 0 | 0 | 10 | 10 | 6 | 7 | 2 | 2 | 0.053005 | 0.053005 | $/kWh
electric | energy |  | 0 | 0 | 10 | 10 | 6 | 7 | 3 | 3 | 0.052242 | 0.052242 | $/kWh
electric | energy |  | 0 | 0 | 10 | 10 | 6 | 7 | 4 | 4 | 0.049524 | 0.049524 | $/kWh
electric | energy |  | 0 | 0 | 10 | 10 | 6 | 7 | 5 | 5 | 0.039174 | 0.039174 | $/kWh
electric | energy |  | 0 | 0 | 10 | 10 | 6 | 7 | 6 | 6 | 0.03234 | 0.03234 | $/kWh
electric | energy |  | 0 | 0 | 10 | 10 | 7 | 8 | 0 | 0 | 0.054542 | 0.054542 | $/kWh
electric | energy |  | 0 | 0 | 10 | 10 | 7 | 8 | 1 | 1 | 0.058057 | 0.058057 | $/kWh
electric | energy |  | 0 | 0 | 10 | 10 | 7 | 8 | 2 | 2 | 0.057478 | 0.057478 | $/kWh
electric | energy |  | 0 | 0 | 10 | 10 | 7 | 8 | 3 | 3 | 0.056798 | 0.056798 | $/kWh
electric | energy |  | 0 | 0 | 10 | 10 | 7 | 8 | 4 | 4 | 0.055762 | 0.055762 | $/kWh
electric | energy |  | 0 | 0 | 10 | 10 | 7 | 8 | 5 | 5 | 0.039706 | 0.039706 | $/kWh
electric | energy |  | 0 | 0 | 10 | 10 | 7 | 8 | 6 | 6 | 0.032314 | 0.032314 | $/kWh
electric | energy |  | 0 | 0 | 10 | 10 | 8 | 9 | 0 | 0 | 0.058028 | 0.058028 | $/kWh
electric | energy |  | 0 | 0 | 10 | 10 | 8 | 9 | 1 | 1 | 0.059358 | 0.059358 | $/kWh
electric | energy |  | 0 | 0 | 10 | 10 | 8 | 9 | 2 | 2 | 0.05966 | 0.05966 | $/kWh
electric | energy |  | 0 | 0 | 10 | 10 | 8 | 9 | 3 | 3 | 0.058525 | 0.058525 | $/kWh
electric | energy |  | 0 | 0 | 10 | 10 | 8 | 9 | 4 | 4 | 0.057596 | 0.057596 | $/kWh
electric | energy |  | 0 | 0 | 10 | 10 | 8 | 9 | 5 | 5 | 0.044284 | 0.044284 | $/kWh
electric | energy |  | 0 | 0 | 10 | 10 | 8 | 9 | 6 | 6 | 0.03725 | 0.03725 | $/kWh
electric | energy |  | 0 | 0 | 10 | 10 | 9 | 10 | 0 | 0 | 0.059375 | 0.059375 | $/kWh
electric | energy |  | 0 | 0 | 10 | 10 | 9 | 10 | 1 | 1 | 0.059127 | 0.059127 | $/kWh
electric | energy |  | 0 | 0 | 10 | 10 | 9 | 10 | 2 | 2 | 0.059557 | 0.059557 | $/kWh
electric | energy |  | 0 | 0 | 10 | 10 | 9 | 10 | 3 | 3 | 0.057517 | 0.057517 | $/kWh
electric | energy |  | 0 | 0 | 10 | 10 | 9 | 10 | 4 | 4 | 0.056498 | 0.056498 | $/kWh
electric | energy |  | 0 | 0 | 10 | 10 | 9 | 10 | 5 | 5 | 0.046578 | 0.046578 | $/kWh
electric | energy |  | 0 | 0 | 10 | 10 | 9 | 10 | 6 | 6 | 0.041334 | 0.041334 | $/kWh
electric | energy |  | 0 | 0 | 10 | 10 | 10 | 11 | 0 | 0 | 0.060115 | 0.060115 | $/kWh
electric | energy |  | 0 | 0 | 10 | 10 | 10 | 11 | 1 | 1 | 0.060307 | 0.060307 | $/kWh
electric | energy |  | 0 | 0 | 10 | 10 | 10 | 11 | 2 | 2 | 0.058842 | 0.058842 | $/kWh
electric | energy |  | 0 | 0 | 10 | 10 | 10 | 11 | 3 | 3 | 0.05771 | 0.05771 | $/kWh
electric | energy |  | 0 | 0 | 10 | 10 | 10 | 11 | 4 | 4 | 0.055848 | 0.055848 | $/kWh
electric | energy |  | 0 | 0 | 10 | 10 | 10 | 11 | 5 | 5 | 0.047032 | 0.047032 | $/kWh
electric | energy |  | 0 | 0 | 10 | 10 | 10 | 11 | 6 | 6 | 0.042456 | 0.042456 | $/kWh
electric | energy |  | 0 | 0 | 10 | 10 | 11 | 12 | 0 | 0 | 0.061165 | 0.061165 | $/kWh
electric | energy |  | 0 | 0 | 10 | 10 | 11 | 12 | 1 | 1 | 0.059975 | 0.059975 | $/kWh
electric | energy |  | 0 | 0 | 10 | 10 | 11 | 12 | 2 | 2 | 0.058728 | 0.058728 | $/kWh
electric | energy |  | 0 | 0 | 10 | 10 | 11 | 12 | 3 | 3 | 0.058017 | 0.058017 | $/kWh
electric | energy |  | 0 | 0 | 10 | 10 | 11 | 12 | 4 | 4 | 0.056618 | 0.056618 | $/kWh
electric | energy |  | 0 | 0 | 10 | 10 | 11 | 12 | 5 | 5 | 0.046222 | 0.046222 | $/kWh
electric | energy |  | 0 | 0 | 10 | 10 | 11 | 12 | 6 | 6 | 0.042236 | 0.042236 | $/kWh
electric | energy |  | 0 | 0 | 10 | 10 | 12 | 13 | 0 | 0 | 0.06038 | 0.06038 | $/kWh
electric | energy |  | 0 | 0 | 10 | 10 | 12 | 13 | 1 | 1 | 0.05963 | 0.05963 | $/kWh
electric | energy |  | 0 | 0 | 10 | 10 | 12 | 13 | 2 | 2 | 0.0579 | 0.0579 | $/kWh
electric | energy |  | 0 | 0 | 10 | 10 | 12 | 13 | 3 | 3 | 0.056302 | 0.056302 | $/kWh
electric | energy |  | 0 | 0 | 10 | 10 | 12 | 13 | 4 | 4 | 0.056746 | 0.056746 | $/kWh
electric | energy |  | 0 | 0 | 10 | 10 | 12 | 13 | 5 | 5 | 0.044836 | 0.044836 | $/kWh
electric | energy |  | 0 | 0 | 10 | 10 | 12 | 13 | 6 | 6 | 0.040964 | 0.040964 | $/kWh
electric | energy |  | 0 | 0 | 10 | 10 | 13 | 14 | 0 | 0 | 0.059807 | 0.059807 | $/kWh
electric | energy |  | 0 | 0 | 10 | 10 | 13 | 14 | 1 | 1 | 0.056572 | 0.056572 | $/kWh
electric | energy |  | 0 | 0 | 10 | 10 | 13 | 14 | 2 | 2 | 0.057405 | 0.057405 | $/kWh
electric | energy |  | 0 | 0 | 10 | 10 | 13 | 14 | 3 | 3 | 0.056075 | 0.056075 | $/kWh
electric | energy |  | 0 | 0 | 10 | 10 | 13 | 14 | 4 | 4 | 0.056054 | 0.056054 | $/kWh
electric | energy |  | 0 | 0 | 10 | 10 | 13 | 14 | 5 | 5 | 0.044234 | 0.044234 | $/kWh
electric | energy |  | 0 | 0 | 10 | 10 | 13 | 14 | 6 | 6 | 0.040902 | 0.040902 | $/kWh
electric | energy |  | 0 | 0 | 10 | 10 | 14 | 15 | 0 | 0 | 0.05923 | 0.05923 | $/kWh
electric | energy |  | 0 | 0 | 10 | 10 | 14 | 15 | 1 | 1 | 0.056572 | 0.056572 | $/kWh
electric | energy |  | 0 | 0 | 10 | 10 | 14 | 15 | 2 | 2 | 0.05812 | 0.05812 | $/kWh
electric | energy |  | 0 | 0 | 10 | 10 | 14 | 15 | 3 | 3 | 0.05617 | 0.05617 | $/kWh
electric | energy |  | 0 | 0 | 10 | 10 | 14 | 15 | 4 | 4 | 0.05559 | 0.05559 | $/kWh
electric | energy |  | 0 | 0 | 10 | 10 | 14 | 15 | 5 | 5 | 0.042614 | 0.042614 | $/kWh
electric | energy |  | 0 | 0 | 10 | 10 | 14 | 15 | 6 | 6 | 0.039004 | 0.039004 | $/kWh
electric | energy |  | 0 | 0 | 10 | 10 | 15 | 16 | 0 | 0 | 0.05806 | 0.05806 | $/kWh
electric | energy |  | 0 | 0 | 10 | 10 | 15 | 16 | 1 | 1 | 0.057447 | 0.057447 | $/kWh
electric | energy |  | 0 | 0 | 10 | 10 | 15 | 16 | 2 | 2 | 0.058847 | 0.058847 | $/kWh
electric | energy |  | 0 | 0 | 10 | 10 | 15 | 16 | 3 | 3 | 0.057287 | 0.057287 | $/kWh
electric | energy |  | 0 | 0 | 10 | 10 | 15 | 16 | 4 | 4 | 0.056008 | 0.056008 | $/kWh
electric | energy |  | 0 | 0 | 10 | 10 | 15 | 16 | 5 | 5 | 0.043572 | 0.043572 | $/kWh
electric | energy |  | 0 | 0 | 10 | 10 | 15 | 16 | 6 | 6 | 0.039292 | 0.039292 | $/kWh
electric | energy |  | 0 | 0 | 10 | 10 | 16 | 17 | 0 | 0 | 0.063205 | 0.063205 | $/kWh
electric | energy |  | 0 | 0 | 10 | 10 | 16 | 17 | 1 | 1 | 0.060787 | 0.060787 | $/kWh
electric | energy |  | 0 | 0 | 10 | 10 | 16 | 17 | 2 | 2 | 0.062065 | 0.062065 | $/kWh
electric | energy |  | 0 | 0 | 10 | 10 | 16 | 17 | 3 | 3 | 0.060747 | 0.060747 | $/kWh
electric | energy |  | 0 | 0 | 10 | 10 | 16 | 17 | 4 | 4 | 0.058092 | 0.058092 | $/kWh
electric | energy |  | 0 | 0 | 10 | 10 | 16 | 17 | 5 | 5 | 0.045432 | 0.045432 | $/kWh
electric | energy |  | 0 | 0 | 10 | 10 | 16 | 17 | 6 | 6 | 0.043178 | 0.043178 | $/kWh
electric | energy |  | 0 | 0 | 10 | 10 | 17 | 18 | 0 | 0 | 0.069617 | 0.069617 | $/kWh
electric | energy |  | 0 | 0 | 10 | 10 | 17 | 18 | 1 | 1 | 0.068015 | 0.068015 | $/kWh
electric | energy |  | 0 | 0 | 10 | 10 | 17 | 18 | 2 | 2 | 0.067442 | 0.067442 | $/kWh
electric | energy |  | 0 | 0 | 10 | 10 | 17 | 18 | 3 | 3 | 0.064997 | 0.064997 | $/kWh
electric | energy |  | 0 | 0 | 10 | 10 | 17 | 18 | 4 | 4 | 0.06149 | 0.06149 | $/kWh
electric | energy |  | 0 | 0 | 10 | 10 | 17 | 18 | 5 | 5 | 0.05063 | 0.05063 | $/kWh
electric | energy |  | 0 | 0 | 10 | 10 | 17 | 18 | 6 | 6 | 0.0502 | 0.0502 | $/kWh
electric | energy |  | 0 | 0 | 10 | 10 | 18 | 19 | 0 | 0 | 0.072642 | 0.072642 | $/kWh
electric | energy |  | 0 | 0 | 10 | 10 | 18 | 19 | 1 | 1 | 0.06983 | 0.06983 | $/kWh
electric | energy |  | 0 | 0 | 10 | 10 | 18 | 19 | 2 | 2 | 0.071275 | 0.071275 | $/kWh
electric | energy |  | 0 | 0 | 10 | 10 | 18 | 19 | 3 | 3 | 0.067888 | 0.067888 | $/kWh
electric | energy |  | 0 | 0 | 10 | 10 | 18 | 19 | 4 | 4 | 0.064016 | 0.064016 | $/kWh
electric | energy |  | 0 | 0 | 10 | 10 | 18 | 19 | 5 | 5 | 0.052686 | 0.052686 | $/kWh
electric | energy |  | 0 | 0 | 10 | 10 | 18 | 19 | 6 | 6 | 0.055104 | 0.055104 | $/kWh
electric | energy |  | 0 | 0 | 10 | 10 | 19 | 20 | 0 | 0 | 0.07272 | 0.07272 | $/kWh
electric | energy |  | 0 | 0 | 10 | 10 | 19 | 20 | 1 | 1 | 0.06991 | 0.06991 | $/kWh
electric | energy |  | 0 | 0 | 10 | 10 | 19 | 20 | 2 | 2 | 0.069862 | 0.069862 | $/kWh
electric | energy |  | 0 | 0 | 10 | 10 | 19 | 20 | 3 | 3 | 0.064195 | 0.064195 | $/kWh
electric | energy |  | 0 | 0 | 10 | 10 | 19 | 20 | 4 | 4 | 0.062924 | 0.062924 | $/kWh
electric | energy |  | 0 | 0 | 10 | 10 | 19 | 20 | 5 | 5 | 0.051632 | 0.051632 | $/kWh
electric | energy |  | 0 | 0 | 10 | 10 | 19 | 20 | 6 | 6 | 0.052918 | 0.052918 | $/kWh
electric | energy |  | 0 | 0 | 10 | 10 | 20 | 21 | 0 | 0 | 0.062447 | 0.062447 | $/kWh
electric | energy |  | 0 | 0 | 10 | 10 | 20 | 21 | 1 | 1 | 0.06171 | 0.06171 | $/kWh
electric | energy |  | 0 | 0 | 10 | 10 | 20 | 21 | 2 | 2 | 0.06122 | 0.06122 | $/kWh
electric | energy |  | 0 | 0 | 10 | 10 | 20 | 21 | 3 | 3 | 0.057265 | 0.057265 | $/kWh
electric | energy |  | 0 | 0 | 10 | 10 | 20 | 21 | 4 | 4 | 0.05726 | 0.05726 | $/kWh
electric | energy |  | 0 | 0 | 10 | 10 | 20 | 21 | 5 | 5 | 0.046786 | 0.046786 | $/kWh
electric | energy |  | 0 | 0 | 10 | 10 | 20 | 21 | 6 | 6 | 0.048736 | 0.048736 | $/kWh
electric | energy |  | 0 | 0 | 10 | 10 | 21 | 22 | 0 | 0 | 0.054715 | 0.054715 | $/kWh
electric | energy |  | 0 | 0 | 10 | 10 | 21 | 22 | 1 | 1 | 0.054367 | 0.054367 | $/kWh
electric | energy |  | 0 | 0 | 10 | 10 | 21 | 22 | 2 | 2 | 0.055133 | 0.055133 | $/kWh
electric | energy |  | 0 | 0 | 10 | 10 | 21 | 22 | 3 | 3 | 0.051573 | 0.051573 | $/kWh
electric | energy |  | 0 | 0 | 10 | 10 | 21 | 22 | 4 | 4 | 0.049924 | 0.049924 | $/kWh
electric | energy |  | 0 | 0 | 10 | 10 | 21 | 22 | 5 | 5 | 0.042948 | 0.042948 | $/kWh
electric | energy |  | 0 | 0 | 10 | 10 | 21 | 22 | 6 | 6 | 0.04291 | 0.04291 | $/kWh
electric | energy |  | 0 | 0 | 10 | 10 | 22 | 23 | 0 | 0 | 0.050582 | 0.050582 | $/kWh
electric | energy |  | 0 | 0 | 10 | 10 | 22 | 23 | 1 | 1 | 0.05012 | 0.05012 | $/kWh
electric | energy |  | 0 | 0 | 10 | 10 | 22 | 23 | 2 | 2 | 0.050357 | 0.050357 | $/kWh
electric | energy |  | 0 | 0 | 10 | 10 | 22 | 23 | 3 | 3 | 0.04931 | 0.04931 | $/kWh
electric | energy |  | 0 | 0 | 10 | 10 | 22 | 23 | 4 | 4 | 0.046224 | 0.046224 | $/kWh
electric | energy |  | 0 | 0 | 10 | 10 | 22 | 23 | 5 | 5 | 0.041248 | 0.041248 | $/kWh
electric | energy |  | 0 | 0 | 10 | 10 | 22 | 23 | 6 | 6 | 0.040244 | 0.040244 | $/kWh
electric | energy |  | 0 | 0 | 10 | 10 | 23 | 24 | 0 | 0 | 0.046722 | 0.046722 | $/kWh
electric | energy |  | 0 | 0 | 10 | 10 | 23 | 24 | 1 | 1 | 0.04558 | 0.04558 | $/kWh
electric | energy |  | 0 | 0 | 10 | 10 | 23 | 24 | 2 | 2 | 0.046885 | 0.046885 | $/kWh
electric | energy |  | 0 | 0 | 10 | 10 | 23 | 24 | 3 | 3 | 0.046195 | 0.046195 | $/kWh
electric | energy |  | 0 | 0 | 10 | 10 | 23 | 24 | 4 | 4 | 0.043146 | 0.043146 | $/kWh
electric | energy |  | 0 | 0 | 10 | 10 | 23 | 24 | 5 | 5 | 0.037534 | 0.037534 | $/kWh
electric | energy |  | 0 | 0 | 10 | 10 | 23 | 24 | 6 | 6 | 0.034092 | 0.034092 | $/kWh
electric | energy |  | 0 | 0 | 11 | 11 | 0 | 1 | 0 | 0 | 0.035158 | 0.035158 | $/kWh
electric | energy |  | 0 | 0 | 11 | 11 | 0 | 1 | 1 | 1 | 0.0411 | 0.0411 | $/kWh
electric | energy |  | 0 | 0 | 11 | 11 | 0 | 1 | 2 | 2 | 0.041305 | 0.041305 | $/kWh
electric | energy |  | 0 | 0 | 11 | 11 | 0 | 1 | 3 | 3 | 0.035502 | 0.035502 | $/kWh
electric | energy |  | 0 | 0 | 11 | 11 | 0 | 1 | 4 | 4 | 0.03253 | 0.03253 | $/kWh
electric | energy |  | 0 | 0 | 11 | 11 | 0 | 1 | 5 | 5 | 0.042525 | 0.042525 | $/kWh
electric | energy |  | 0 | 0 | 11 | 11 | 0 | 1 | 6 | 6 | 0.03717 | 0.03717 | $/kWh
electric | energy |  | 0 | 0 | 11 | 11 | 1 | 2 | 0 | 0 | 0.0311 | 0.0311 | $/kWh
electric | energy |  | 0 | 0 | 11 | 11 | 1 | 2 | 1 | 1 | 0.037974 | 0.037974 | $/kWh
electric | energy |  | 0 | 0 | 11 | 11 | 1 | 2 | 2 | 2 | 0.041138 | 0.041138 | $/kWh
electric | energy |  | 0 | 0 | 11 | 11 | 1 | 2 | 3 | 3 | 0.033813 | 0.033813 | $/kWh
electric | energy |  | 0 | 0 | 11 | 11 | 1 | 2 | 4 | 4 | 0.029947 | 0.029947 | $/kWh
electric | energy |  | 0 | 0 | 11 | 11 | 1 | 2 | 5 | 5 | 0.038565 | 0.038565 | $/kWh
electric | energy |  | 0 | 0 | 11 | 11 | 1 | 2 | 6 | 6 | 0.035292 | 0.035292 | $/kWh
electric | energy |  | 0 | 0 | 11 | 11 | 2 | 3 | 0 | 0 | 0.030452 | 0.030452 | $/kWh
electric | energy |  | 0 | 0 | 11 | 11 | 2 | 3 | 1 | 1 | 0.036692 | 0.036692 | $/kWh
electric | energy |  | 0 | 0 | 11 | 11 | 2 | 3 | 2 | 2 | 0.03893 | 0.03893 | $/kWh
electric | energy |  | 0 | 0 | 11 | 11 | 2 | 3 | 3 | 3 | 0.033315 | 0.033315 | $/kWh
electric | energy |  | 0 | 0 | 11 | 11 | 2 | 3 | 4 | 4 | 0.028458 | 0.028458 | $/kWh
electric | energy |  | 0 | 0 | 11 | 11 | 2 | 3 | 5 | 5 | 0.035682 | 0.035682 | $/kWh
electric | energy |  | 0 | 0 | 11 | 11 | 2 | 3 | 6 | 6 | 0.034215 | 0.034215 | $/kWh
electric | energy |  | 0 | 0 | 11 | 11 | 3 | 4 | 0 | 0 | 0.03058 | 0.03058 | $/kWh
electric | energy |  | 0 | 0 | 11 | 11 | 3 | 4 | 1 | 1 | 0.037078 | 0.037078 | $/kWh
electric | energy |  | 0 | 0 | 11 | 11 | 3 | 4 | 2 | 2 | 0.03986 | 0.03986 | $/kWh
electric | energy |  | 0 | 0 | 11 | 11 | 3 | 4 | 3 | 3 | 0.032345 | 0.032345 | $/kWh
electric | energy |  | 0 | 0 | 11 | 11 | 3 | 4 | 4 | 4 | 0.028563 | 0.028563 | $/kWh
electric | energy |  | 0 | 0 | 11 | 11 | 3 | 4 | 5 | 5 | 0.0352 | 0.0352 | $/kWh
electric | energy |  | 0 | 0 | 11 | 11 | 3 | 4 | 6 | 6 | 0.034795 | 0.034795 | $/kWh
electric | energy |  | 0 | 0 | 11 | 11 | 4 | 5 | 0 | 0 | 0.03294 | 0.03294 | $/kWh
electric | energy |  | 0 | 0 | 11 | 11 | 4 | 5 | 1 | 1 | 0.038952 | 0.038952 | $/kWh
electric | energy |  | 0 | 0 | 11 | 11 | 4 | 5 | 2 | 2 | 0.040697 | 0.040697 | $/kWh
electric | energy |  | 0 | 0 | 11 | 11 | 4 | 5 | 3 | 3 | 0.03421 | 0.03421 | $/kWh
electric | energy |  | 0 | 0 | 11 | 11 | 4 | 5 | 4 | 4 | 0.030645 | 0.030645 | $/kWh
electric | energy |  | 0 | 0 | 11 | 11 | 4 | 5 | 5 | 5 | 0.03661 | 0.03661 | $/kWh
electric | energy |  | 0 | 0 | 11 | 11 | 4 | 5 | 6 | 6 | 0.035443 | 0.035443 | $/kWh
electric | energy |  | 0 | 0 | 11 | 11 | 5 | 6 | 0 | 0 | 0.036752 | 0.036752 | $/kWh
electric | energy |  | 0 | 0 | 11 | 11 | 5 | 6 | 1 | 1 | 0.041936 | 0.041936 | $/kWh
electric | energy |  | 0 | 0 | 11 | 11 | 5 | 6 | 2 | 2 | 0.044175 | 0.044175 | $/kWh
electric | energy |  | 0 | 0 | 11 | 11 | 5 | 6 | 3 | 3 | 0.038858 | 0.038858 | $/kWh
electric | energy |  | 0 | 0 | 11 | 11 | 5 | 6 | 4 | 4 | 0.033295 | 0.033295 | $/kWh
electric | energy |  | 0 | 0 | 11 | 11 | 5 | 6 | 5 | 5 | 0.039565 | 0.039565 | $/kWh
electric | energy |  | 0 | 0 | 11 | 11 | 5 | 6 | 6 | 6 | 0.03748 | 0.03748 | $/kWh
electric | energy |  | 0 | 0 | 11 | 11 | 6 | 7 | 0 | 0 | 0.04723 | 0.04723 | $/kWh
electric | energy |  | 0 | 0 | 11 | 11 | 6 | 7 | 1 | 1 | 0.054538 | 0.054538 | $/kWh
electric | energy |  | 0 | 0 | 11 | 11 | 6 | 7 | 2 | 2 | 0.053865 | 0.053865 | $/kWh
electric | energy |  | 0 | 0 | 11 | 11 | 6 | 7 | 3 | 3 | 0.045955 | 0.045955 | $/kWh
electric | energy |  | 0 | 0 | 11 | 11 | 6 | 7 | 4 | 4 | 0.044265 | 0.044265 | $/kWh
electric | energy |  | 0 | 0 | 11 | 11 | 6 | 7 | 5 | 5 | 0.043632 | 0.043632 | $/kWh
electric | energy |  | 0 | 0 | 11 | 11 | 6 | 7 | 6 | 6 | 0.04041 | 0.04041 | $/kWh
electric | energy |  | 0 | 0 | 11 | 11 | 7 | 8 | 0 | 0 | 0.054784 | 0.054784 | $/kWh
electric | energy |  | 0 | 0 | 11 | 11 | 7 | 8 | 1 | 1 | 0.063302 | 0.063302 | $/kWh
electric | energy |  | 0 | 0 | 11 | 11 | 7 | 8 | 2 | 2 | 0.064338 | 0.064338 | $/kWh
electric | energy |  | 0 | 0 | 11 | 11 | 7 | 8 | 3 | 3 | 0.05436 | 0.05436 | $/kWh
electric | energy |  | 0 | 0 | 11 | 11 | 7 | 8 | 4 | 4 | 0.04796 | 0.04796 | $/kWh
electric | energy |  | 0 | 0 | 11 | 11 | 7 | 8 | 5 | 5 | 0.046995 | 0.046995 | $/kWh
electric | energy |  | 0 | 0 | 11 | 11 | 7 | 8 | 6 | 6 | 0.043565 | 0.043565 | $/kWh
electric | energy |  | 0 | 0 | 11 | 11 | 8 | 9 | 0 | 0 | 0.05328 | 0.05328 | $/kWh
electric | energy |  | 0 | 0 | 11 | 11 | 8 | 9 | 1 | 1 | 0.063548 | 0.063548 | $/kWh
electric | energy |  | 0 | 0 | 11 | 11 | 8 | 9 | 2 | 2 | 0.062665 | 0.062665 | $/kWh
electric | energy |  | 0 | 0 | 11 | 11 | 8 | 9 | 3 | 3 | 0.055368 | 0.055368 | $/kWh
electric | energy |  | 0 | 0 | 11 | 11 | 8 | 9 | 4 | 4 | 0.05165 | 0.05165 | $/kWh
electric | energy |  | 0 | 0 | 11 | 11 | 8 | 9 | 5 | 5 | 0.04917 | 0.04917 | $/kWh
electric | energy |  | 0 | 0 | 11 | 11 | 8 | 9 | 6 | 6 | 0.046922 | 0.046922 | $/kWh
electric | energy |  | 0 | 0 | 11 | 11 | 9 | 10 | 0 | 0 | 0.051024 | 0.051024 | $/kWh
electric | energy |  | 0 | 0 | 11 | 11 | 9 | 10 | 1 | 1 | 0.058986 | 0.058986 | $/kWh
electric | energy |  | 0 | 0 | 11 | 11 | 9 | 10 | 2 | 2 | 0.056442 | 0.056442 | $/kWh
electric | energy |  | 0 | 0 | 11 | 11 | 9 | 10 | 3 | 3 | 0.053097 | 0.053097 | $/kWh
electric | energy |  | 0 | 0 | 11 | 11 | 9 | 10 | 4 | 4 | 0.048605 | 0.048605 | $/kWh
electric | energy |  | 0 | 0 | 11 | 11 | 9 | 10 | 5 | 5 | 0.04843 | 0.04843 | $/kWh
electric | energy |  | 0 | 0 | 11 | 11 | 9 | 10 | 6 | 6 | 0.047808 | 0.047808 | $/kWh
electric | energy |  | 0 | 0 | 11 | 11 | 10 | 11 | 0 | 0 | 0.048966 | 0.048966 | $/kWh
electric | energy |  | 0 | 0 | 11 | 11 | 10 | 11 | 1 | 1 | 0.055302 | 0.055302 | $/kWh
electric | energy |  | 0 | 0 | 11 | 11 | 10 | 11 | 2 | 2 | 0.052815 | 0.052815 | $/kWh
electric | energy |  | 0 | 0 | 11 | 11 | 10 | 11 | 3 | 3 | 0.051842 | 0.051842 | $/kWh
electric | energy |  | 0 | 0 | 11 | 11 | 10 | 11 | 4 | 4 | 0.047552 | 0.047552 | $/kWh
electric | energy |  | 0 | 0 | 11 | 11 | 10 | 11 | 5 | 5 | 0.046175 | 0.046175 | $/kWh
electric | energy |  | 0 | 0 | 11 | 11 | 10 | 11 | 6 | 6 | 0.046148 | 0.046148 | $/kWh
electric | energy |  | 0 | 0 | 11 | 11 | 11 | 12 | 0 | 0 | 0.048008 | 0.048008 | $/kWh
electric | energy |  | 0 | 0 | 11 | 11 | 11 | 12 | 1 | 1 | 0.053156 | 0.053156 | $/kWh
electric | energy |  | 0 | 0 | 11 | 11 | 11 | 12 | 2 | 2 | 0.04967 | 0.04967 | $/kWh
electric | energy |  | 0 | 0 | 11 | 11 | 11 | 12 | 3 | 3 | 0.050555 | 0.050555 | $/kWh
electric | energy |  | 0 | 0 | 11 | 11 | 11 | 12 | 4 | 4 | 0.04633 | 0.04633 | $/kWh
electric | energy |  | 0 | 0 | 11 | 11 | 11 | 12 | 5 | 5 | 0.045032 | 0.045032 | $/kWh
electric | energy |  | 0 | 0 | 11 | 11 | 11 | 12 | 6 | 6 | 0.04597 | 0.04597 | $/kWh
electric | energy |  | 0 | 0 | 11 | 11 | 12 | 13 | 0 | 0 | 0.04554 | 0.04554 | $/kWh
electric | energy |  | 0 | 0 | 11 | 11 | 12 | 13 | 1 | 1 | 0.051398 | 0.051398 | $/kWh
electric | energy |  | 0 | 0 | 11 | 11 | 12 | 13 | 2 | 2 | 0.049095 | 0.049095 | $/kWh
electric | energy |  | 0 | 0 | 11 | 11 | 12 | 13 | 3 | 3 | 0.049153 | 0.049153 | $/kWh
electric | energy |  | 0 | 0 | 11 | 11 | 12 | 13 | 4 | 4 | 0.04455 | 0.04455 | $/kWh
electric | energy |  | 0 | 0 | 11 | 11 | 12 | 13 | 5 | 5 | 0.043162 | 0.043162 | $/kWh
electric | energy |  | 0 | 0 | 11 | 11 | 12 | 13 | 6 | 6 | 0.044187 | 0.044187 | $/kWh
electric | energy |  | 0 | 0 | 11 | 11 | 13 | 14 | 0 | 0 | 0.045292 | 0.045292 | $/kWh
electric | energy |  | 0 | 0 | 11 | 11 | 13 | 14 | 1 | 1 | 0.05057 | 0.05057 | $/kWh
electric | energy |  | 0 | 0 | 11 | 11 | 13 | 14 | 2 | 2 | 0.04849 | 0.04849 | $/kWh
electric | energy |  | 0 | 0 | 11 | 11 | 13 | 14 | 3 | 3 | 0.04864 | 0.04864 | $/kWh
electric | energy |  | 0 | 0 | 11 | 11 | 13 | 14 | 4 | 4 | 0.044002 | 0.044002 | $/kWh
electric | energy |  | 0 | 0 | 11 | 11 | 13 | 14 | 5 | 5 | 0.042807 | 0.042807 | $/kWh
electric | energy |  | 0 | 0 | 11 | 11 | 13 | 14 | 6 | 6 | 0.043507 | 0.043507 | $/kWh
electric | energy |  | 0 | 0 | 11 | 11 | 14 | 15 | 0 | 0 | 0.045692 | 0.045692 | $/kWh
electric | energy |  | 0 | 0 | 11 | 11 | 14 | 15 | 1 | 1 | 0.050322 | 0.050322 | $/kWh
electric | energy |  | 0 | 0 | 11 | 11 | 14 | 15 | 2 | 2 | 0.047313 | 0.047313 | $/kWh
electric | energy |  | 0 | 0 | 11 | 11 | 14 | 15 | 3 | 3 | 0.046302 | 0.046302 | $/kWh
electric | energy |  | 0 | 0 | 11 | 11 | 14 | 15 | 4 | 4 | 0.042567 | 0.042567 | $/kWh
electric | energy |  | 0 | 0 | 11 | 11 | 14 | 15 | 5 | 5 | 0.042175 | 0.042175 | $/kWh
electric | energy |  | 0 | 0 | 11 | 11 | 14 | 15 | 6 | 6 | 0.04382 | 0.04382 | $/kWh
electric | energy |  | 0 | 0 | 11 | 11 | 15 | 16 | 0 | 0 | 0.046262 | 0.046262 | $/kWh
electric | energy |  | 0 | 0 | 11 | 11 | 15 | 16 | 1 | 1 | 0.052428 | 0.052428 | $/kWh
electric | energy |  | 0 | 0 | 11 | 11 | 15 | 16 | 2 | 2 | 0.048223 | 0.048223 | $/kWh
electric | energy |  | 0 | 0 | 11 | 11 | 15 | 16 | 3 | 3 | 0.045945 | 0.045945 | $/kWh
electric | energy |  | 0 | 0 | 11 | 11 | 15 | 16 | 4 | 4 | 0.044385 | 0.044385 | $/kWh
electric | energy |  | 0 | 0 | 11 | 11 | 15 | 16 | 5 | 5 | 0.04369 | 0.04369 | $/kWh
electric | energy |  | 0 | 0 | 11 | 11 | 15 | 16 | 6 | 6 | 0.044265 | 0.044265 | $/kWh
electric | energy |  | 0 | 0 | 11 | 11 | 16 | 17 | 0 | 0 | 0.055134 | 0.055134 | $/kWh
electric | energy |  | 0 | 0 | 11 | 11 | 16 | 17 | 1 | 1 | 0.06186 | 0.06186 | $/kWh
electric | energy |  | 0 | 0 | 11 | 11 | 16 | 17 | 2 | 2 | 0.054695 | 0.054695 | $/kWh
electric | energy |  | 0 | 0 | 11 | 11 | 16 | 17 | 3 | 3 | 0.05053 | 0.05053 | $/kWh
electric | energy |  | 0 | 0 | 11 | 11 | 16 | 17 | 4 | 4 | 0.052935 | 0.052935 | $/kWh
electric | energy |  | 0 | 0 | 11 | 11 | 16 | 17 | 5 | 5 | 0.053065 | 0.053065 | $/kWh
electric | energy |  | 0 | 0 | 11 | 11 | 16 | 17 | 6 | 6 | 0.053373 | 0.053373 | $/kWh
electric | energy |  | 0 | 0 | 11 | 11 | 17 | 18 | 0 | 0 | 0.06802 | 0.06802 | $/kWh
electric | energy |  | 0 | 0 | 11 | 11 | 17 | 18 | 1 | 1 | 0.078928 | 0.078928 | $/kWh
electric | energy |  | 0 | 0 | 11 | 11 | 17 | 18 | 2 | 2 | 0.067392 | 0.067392 | $/kWh
electric | energy |  | 0 | 0 | 11 | 11 | 17 | 18 | 3 | 3 | 0.061108 | 0.061108 | $/kWh
electric | energy |  | 0 | 0 | 11 | 11 | 17 | 18 | 4 | 4 | 0.064622 | 0.064622 | $/kWh
electric | energy |  | 0 | 0 | 11 | 11 | 17 | 18 | 5 | 5 | 0.062537 | 0.062537 | $/kWh
electric | energy |  | 0 | 0 | 11 | 11 | 17 | 18 | 6 | 6 | 0.063817 | 0.063817 | $/kWh
electric | energy |  | 0 | 0 | 11 | 11 | 18 | 19 | 0 | 0 | 0.063068 | 0.063068 | $/kWh
electric | energy |  | 0 | 0 | 11 | 11 | 18 | 19 | 1 | 1 | 0.071392 | 0.071392 | $/kWh
electric | energy |  | 0 | 0 | 11 | 11 | 18 | 19 | 2 | 2 | 0.064695 | 0.064695 | $/kWh
electric | energy |  | 0 | 0 | 11 | 11 | 18 | 19 | 3 | 3 | 0.056118 | 0.056118 | $/kWh
electric | energy |  | 0 | 0 | 11 | 11 | 18 | 19 | 4 | 4 | 0.062235 | 0.062235 | $/kWh
electric | energy |  | 0 | 0 | 11 | 11 | 18 | 19 | 5 | 5 | 0.059625 | 0.059625 | $/kWh
electric | energy |  | 0 | 0 | 11 | 11 | 18 | 19 | 6 | 6 | 0.059385 | 0.059385 | $/kWh
electric | energy |  | 0 | 0 | 11 | 11 | 19 | 20 | 0 | 0 | 0.055498 | 0.055498 | $/kWh
electric | energy |  | 0 | 0 | 11 | 11 | 19 | 20 | 1 | 1 | 0.064346 | 0.064346 | $/kWh
electric | energy |  | 0 | 0 | 11 | 11 | 19 | 20 | 2 | 2 | 0.058682 | 0.058682 | $/kWh
electric | energy |  | 0 | 0 | 11 | 11 | 19 | 20 | 3 | 3 | 0.051135 | 0.051135 | $/kWh
electric | energy |  | 0 | 0 | 11 | 11 | 19 | 20 | 4 | 4 | 0.054725 | 0.054725 | $/kWh
electric | energy |  | 0 | 0 | 11 | 11 | 19 | 20 | 5 | 5 | 0.054462 | 0.054462 | $/kWh
electric | energy |  | 0 | 0 | 11 | 11 | 19 | 20 | 6 | 6 | 0.053957 | 0.053957 | $/kWh
electric | energy |  | 0 | 0 | 11 | 11 | 20 | 21 | 0 | 0 | 0.052822 | 0.052822 | $/kWh
electric | energy |  | 0 | 0 | 11 | 11 | 20 | 21 | 1 | 1 | 0.060234 | 0.060234 | $/kWh
electric | energy |  | 0 | 0 | 11 | 11 | 20 | 21 | 2 | 2 | 0.054122 | 0.054122 | $/kWh
electric | energy |  | 0 | 0 | 11 | 11 | 20 | 21 | 3 | 3 | 0.046547 | 0.046547 | $/kWh
electric | energy |  | 0 | 0 | 11 | 11 | 20 | 21 | 4 | 4 | 0.050678 | 0.050678 | $/kWh
electric | energy |  | 0 | 0 | 11 | 11 | 20 | 21 | 5 | 5 | 0.048252 | 0.048252 | $/kWh
electric | energy |  | 0 | 0 | 11 | 11 | 20 | 21 | 6 | 6 | 0.04916 | 0.04916 | $/kWh
electric | energy |  | 0 | 0 | 11 | 11 | 21 | 22 | 0 | 0 | 0.046514 | 0.046514 | $/kWh
electric | energy |  | 0 | 0 | 11 | 11 | 21 | 22 | 1 | 1 | 0.051688 | 0.051688 | $/kWh
electric | energy |  | 0 | 0 | 11 | 11 | 21 | 22 | 2 | 2 | 0.04688 | 0.04688 | $/kWh
electric | energy |  | 0 | 0 | 11 | 11 | 21 | 22 | 3 | 3 | 0.041772 | 0.041772 | $/kWh
electric | energy |  | 0 | 0 | 11 | 11 | 21 | 22 | 4 | 4 | 0.045912 | 0.045912 | $/kWh
electric | energy |  | 0 | 0 | 11 | 11 | 21 | 22 | 5 | 5 | 0.045562 | 0.045562 | $/kWh
electric | energy |  | 0 | 0 | 11 | 11 | 21 | 22 | 6 | 6 | 0.04419 | 0.04419 | $/kWh
electric | energy |  | 0 | 0 | 11 | 11 | 22 | 23 | 0 | 0 | 0.043736 | 0.043736 | $/kWh
electric | energy |  | 0 | 0 | 11 | 11 | 22 | 23 | 1 | 1 | 0.047196 | 0.047196 | $/kWh
electric | energy |  | 0 | 0 | 11 | 11 | 22 | 23 | 2 | 2 | 0.043665 | 0.043665 | $/kWh
electric | energy |  | 0 | 0 | 11 | 11 | 22 | 23 | 3 | 3 | 0.039903 | 0.039903 | $/kWh
electric | energy |  | 0 | 0 | 11 | 11 | 22 | 23 | 4 | 4 | 0.044242 | 0.044242 | $/kWh
electric | energy |  | 0 | 0 | 11 | 11 | 22 | 23 | 5 | 5 | 0.042942 | 0.042942 | $/kWh
electric | energy |  | 0 | 0 | 11 | 11 | 22 | 23 | 6 | 6 | 0.041885 | 0.041885 | $/kWh
electric | energy |  | 0 | 0 | 11 | 11 | 23 | 24 | 0 | 0 | 0.041002 | 0.041002 | $/kWh
electric | energy |  | 0 | 0 | 11 | 11 | 23 | 24 | 1 | 1 | 0.041976 | 0.041976 | $/kWh
electric | energy |  | 0 | 0 | 11 | 11 | 23 | 24 | 2 | 2 | 0.039927 | 0.039927 | $/kWh
electric | energy |  | 0 | 0 | 11 | 11 | 23 | 24 | 3 | 3 | 0.033822 | 0.033822 | $/kWh
electric | energy |  | 0 | 0 | 11 | 11 | 23 | 24 | 4 | 4 | 0.040215 | 0.040215 | $/kWh
electric | energy |  | 0 | 0 | 11 | 11 | 23 | 24 | 5 | 5 | 0.039285 | 0.039285 | $/kWh
electric | energy |  | 0 | 0 | 11 | 11 | 23 | 24 | 6 | 6 | 0.036937 | 0.036937 | $/kWh
electric | energy |  | 0 | 0 | 12 | 12 | 0 | 1 | 0 | 0 | 0.033482 | 0.033482 | $/kWh
electric | energy |  | 0 | 0 | 12 | 12 | 0 | 1 | 1 | 1 | 0.029865 | 0.029865 | $/kWh
electric | energy |  | 0 | 0 | 12 | 12 | 0 | 1 | 2 | 2 | 0.039032 | 0.039032 | $/kWh
electric | energy |  | 0 | 0 | 12 | 12 | 0 | 1 | 3 | 3 | 0.034112 | 0.034112 | $/kWh
electric | energy |  | 0 | 0 | 12 | 12 | 0 | 1 | 4 | 4 | 0.032826 | 0.032826 | $/kWh
electric | energy |  | 0 | 0 | 12 | 12 | 0 | 1 | 5 | 5 | 0.035423 | 0.035423 | $/kWh
electric | energy |  | 0 | 0 | 12 | 12 | 0 | 1 | 6 | 6 | 0.031593 | 0.031593 | $/kWh
electric | energy |  | 0 | 0 | 12 | 12 | 1 | 2 | 0 | 0 | 0.031027 | 0.031027 | $/kWh
electric | energy |  | 0 | 0 | 12 | 12 | 1 | 2 | 1 | 1 | 0.028532 | 0.028532 | $/kWh
electric | energy |  | 0 | 0 | 12 | 12 | 1 | 2 | 2 | 2 | 0.034722 | 0.034722 | $/kWh
electric | energy |  | 0 | 0 | 12 | 12 | 1 | 2 | 3 | 3 | 0.031118 | 0.031118 | $/kWh
electric | energy |  | 0 | 0 | 12 | 12 | 1 | 2 | 4 | 4 | 0.030246 | 0.030246 | $/kWh
electric | energy |  | 0 | 0 | 12 | 12 | 1 | 2 | 5 | 5 | 0.033025 | 0.033025 | $/kWh
electric | energy |  | 0 | 0 | 12 | 12 | 1 | 2 | 6 | 6 | 0.02989 | 0.02989 | $/kWh
electric | energy |  | 0 | 0 | 12 | 12 | 2 | 3 | 0 | 0 | 0.030705 | 0.030705 | $/kWh
electric | energy |  | 0 | 0 | 12 | 12 | 2 | 3 | 1 | 1 | 0.027942 | 0.027942 | $/kWh
electric | energy |  | 0 | 0 | 12 | 12 | 2 | 3 | 2 | 2 | 0.033538 | 0.033538 | $/kWh
electric | energy |  | 0 | 0 | 12 | 12 | 2 | 3 | 3 | 3 | 0.029894 | 0.029894 | $/kWh
electric | energy |  | 0 | 0 | 12 | 12 | 2 | 3 | 4 | 4 | 0.028852 | 0.028852 | $/kWh
electric | energy |  | 0 | 0 | 12 | 12 | 2 | 3 | 5 | 5 | 0.031515 | 0.031515 | $/kWh
electric | energy |  | 0 | 0 | 12 | 12 | 2 | 3 | 6 | 6 | 0.028168 | 0.028168 | $/kWh
electric | energy |  | 0 | 0 | 12 | 12 | 3 | 4 | 0 | 0 | 0.030435 | 0.030435 | $/kWh
electric | energy |  | 0 | 0 | 12 | 12 | 3 | 4 | 1 | 1 | 0.028403 | 0.028403 | $/kWh
electric | energy |  | 0 | 0 | 12 | 12 | 3 | 4 | 2 | 2 | 0.033704 | 0.033704 | $/kWh
electric | energy |  | 0 | 0 | 12 | 12 | 3 | 4 | 3 | 3 | 0.029396 | 0.029396 | $/kWh
electric | energy |  | 0 | 0 | 12 | 12 | 3 | 4 | 4 | 4 | 0.028478 | 0.028478 | $/kWh
electric | energy |  | 0 | 0 | 12 | 12 | 3 | 4 | 5 | 5 | 0.029895 | 0.029895 | $/kWh
electric | energy |  | 0 | 0 | 12 | 12 | 3 | 4 | 6 | 6 | 0.027617 | 0.027617 | $/kWh
electric | energy |  | 0 | 0 | 12 | 12 | 4 | 5 | 0 | 0 | 0.031005 | 0.031005 | $/kWh
electric | energy |  | 0 | 0 | 12 | 12 | 4 | 5 | 1 | 1 | 0.029875 | 0.029875 | $/kWh
electric | energy |  | 0 | 0 | 12 | 12 | 4 | 5 | 2 | 2 | 0.03437 | 0.03437 | $/kWh
electric | energy |  | 0 | 0 | 12 | 12 | 4 | 5 | 3 | 3 | 0.029794 | 0.029794 | $/kWh
electric | energy |  | 0 | 0 | 12 | 12 | 4 | 5 | 4 | 4 | 0.030282 | 0.030282 | $/kWh
electric | energy |  | 0 | 0 | 12 | 12 | 4 | 5 | 5 | 5 | 0.029517 | 0.029517 | $/kWh
electric | energy |  | 0 | 0 | 12 | 12 | 4 | 5 | 6 | 6 | 0.028022 | 0.028022 | $/kWh
electric | energy |  | 0 | 0 | 12 | 12 | 5 | 6 | 0 | 0 | 0.034055 | 0.034055 | $/kWh
electric | energy |  | 0 | 0 | 12 | 12 | 5 | 6 | 1 | 1 | 0.034215 | 0.034215 | $/kWh
electric | energy |  | 0 | 0 | 12 | 12 | 5 | 6 | 2 | 2 | 0.038542 | 0.038542 | $/kWh
electric | energy |  | 0 | 0 | 12 | 12 | 5 | 6 | 3 | 3 | 0.033556 | 0.033556 | $/kWh
electric | energy |  | 0 | 0 | 12 | 12 | 5 | 6 | 4 | 4 | 0.033132 | 0.033132 | $/kWh
electric | energy |  | 0 | 0 | 12 | 12 | 5 | 6 | 5 | 5 | 0.029847 | 0.029847 | $/kWh
electric | energy |  | 0 | 0 | 12 | 12 | 5 | 6 | 6 | 6 | 0.02901 | 0.02901 | $/kWh
electric | energy |  | 0 | 0 | 12 | 12 | 6 | 7 | 0 | 0 | 0.040122 | 0.040122 | $/kWh
electric | energy |  | 0 | 0 | 12 | 12 | 6 | 7 | 1 | 1 | 0.040607 | 0.040607 | $/kWh
electric | energy |  | 0 | 0 | 12 | 12 | 6 | 7 | 2 | 2 | 0.044994 | 0.044994 | $/kWh
electric | energy |  | 0 | 0 | 12 | 12 | 6 | 7 | 3 | 3 | 0.041294 | 0.041294 | $/kWh
electric | energy |  | 0 | 0 | 12 | 12 | 6 | 7 | 4 | 4 | 0.036368 | 0.036368 | $/kWh
electric | energy |  | 0 | 0 | 12 | 12 | 6 | 7 | 5 | 5 | 0.032203 | 0.032203 | $/kWh
electric | energy |  | 0 | 0 | 12 | 12 | 6 | 7 | 6 | 6 | 0.029737 | 0.029737 | $/kWh
electric | energy |  | 0 | 0 | 12 | 12 | 7 | 8 | 0 | 0 | 0.044187 | 0.044187 | $/kWh
electric | energy |  | 0 | 0 | 12 | 12 | 7 | 8 | 1 | 1 | 0.044373 | 0.044373 | $/kWh
electric | energy |  | 0 | 0 | 12 | 12 | 7 | 8 | 2 | 2 | 0.048664 | 0.048664 | $/kWh
electric | energy |  | 0 | 0 | 12 | 12 | 7 | 8 | 3 | 3 | 0.044192 | 0.044192 | $/kWh
electric | energy |  | 0 | 0 | 12 | 12 | 7 | 8 | 4 | 4 | 0.04157 | 0.04157 | $/kWh
electric | energy |  | 0 | 0 | 12 | 12 | 7 | 8 | 5 | 5 | 0.033603 | 0.033603 | $/kWh
electric | energy |  | 0 | 0 | 12 | 12 | 7 | 8 | 6 | 6 | 0.031322 | 0.031322 | $/kWh
electric | energy |  | 0 | 0 | 12 | 12 | 8 | 9 | 0 | 0 | 0.043645 | 0.043645 | $/kWh
electric | energy |  | 0 | 0 | 12 | 12 | 8 | 9 | 1 | 1 | 0.04375 | 0.04375 | $/kWh
electric | energy |  | 0 | 0 | 12 | 12 | 8 | 9 | 2 | 2 | 0.04793 | 0.04793 | $/kWh
electric | energy |  | 0 | 0 | 12 | 12 | 8 | 9 | 3 | 3 | 0.044136 | 0.044136 | $/kWh
electric | energy |  | 0 | 0 | 12 | 12 | 8 | 9 | 4 | 4 | 0.040954 | 0.040954 | $/kWh
electric | energy |  | 0 | 0 | 12 | 12 | 8 | 9 | 5 | 5 | 0.03828 | 0.03828 | $/kWh
electric | energy |  | 0 | 0 | 12 | 12 | 8 | 9 | 6 | 6 | 0.035025 | 0.035025 | $/kWh
electric | energy |  | 0 | 0 | 12 | 12 | 9 | 10 | 0 | 0 | 0.04379 | 0.04379 | $/kWh
electric | energy |  | 0 | 0 | 12 | 12 | 9 | 10 | 1 | 1 | 0.043062 | 0.043062 | $/kWh
electric | energy |  | 0 | 0 | 12 | 12 | 9 | 10 | 2 | 2 | 0.046864 | 0.046864 | $/kWh
electric | energy |  | 0 | 0 | 12 | 12 | 9 | 10 | 3 | 3 | 0.043096 | 0.043096 | $/kWh
electric | energy |  | 0 | 0 | 12 | 12 | 9 | 10 | 4 | 4 | 0.04087 | 0.04087 | $/kWh
electric | energy |  | 0 | 0 | 12 | 12 | 9 | 10 | 5 | 5 | 0.038795 | 0.038795 | $/kWh
electric | energy |  | 0 | 0 | 12 | 12 | 9 | 10 | 6 | 6 | 0.03612 | 0.03612 | $/kWh
electric | energy |  | 0 | 0 | 12 | 12 | 10 | 11 | 0 | 0 | 0.041705 | 0.041705 | $/kWh
electric | energy |  | 0 | 0 | 12 | 12 | 10 | 11 | 1 | 1 | 0.04333 | 0.04333 | $/kWh
electric | energy |  | 0 | 0 | 12 | 12 | 10 | 11 | 2 | 2 | 0.046314 | 0.046314 | $/kWh
electric | energy |  | 0 | 0 | 12 | 12 | 10 | 11 | 3 | 3 | 0.043624 | 0.043624 | $/kWh
electric | energy |  | 0 | 0 | 12 | 12 | 10 | 11 | 4 | 4 | 0.04025 | 0.04025 | $/kWh
electric | energy |  | 0 | 0 | 12 | 12 | 10 | 11 | 5 | 5 | 0.039075 | 0.039075 | $/kWh
electric | energy |  | 0 | 0 | 12 | 12 | 10 | 11 | 6 | 6 | 0.036147 | 0.036147 | $/kWh
electric | energy |  | 0 | 0 | 12 | 12 | 11 | 12 | 0 | 0 | 0.0407 | 0.0407 | $/kWh
electric | energy |  | 0 | 0 | 12 | 12 | 11 | 12 | 1 | 1 | 0.0424 | 0.0424 | $/kWh
electric | energy |  | 0 | 0 | 12 | 12 | 11 | 12 | 2 | 2 | 0.044844 | 0.044844 | $/kWh
electric | energy |  | 0 | 0 | 12 | 12 | 11 | 12 | 3 | 3 | 0.043862 | 0.043862 | $/kWh
electric | energy |  | 0 | 0 | 12 | 12 | 11 | 12 | 4 | 4 | 0.04022 | 0.04022 | $/kWh
electric | energy |  | 0 | 0 | 12 | 12 | 11 | 12 | 5 | 5 | 0.03896 | 0.03896 | $/kWh
electric | energy |  | 0 | 0 | 12 | 12 | 11 | 12 | 6 | 6 | 0.03564 | 0.03564 | $/kWh
electric | energy |  | 0 | 0 | 12 | 12 | 12 | 13 | 0 | 0 | 0.038375 | 0.038375 | $/kWh
electric | energy |  | 0 | 0 | 12 | 12 | 12 | 13 | 1 | 1 | 0.041607 | 0.041607 | $/kWh
electric | energy |  | 0 | 0 | 12 | 12 | 12 | 13 | 2 | 2 | 0.042962 | 0.042962 | $/kWh
electric | energy |  | 0 | 0 | 12 | 12 | 12 | 13 | 3 | 3 | 0.042524 | 0.042524 | $/kWh
electric | energy |  | 0 | 0 | 12 | 12 | 12 | 13 | 4 | 4 | 0.03931 | 0.03931 | $/kWh
electric | energy |  | 0 | 0 | 12 | 12 | 12 | 13 | 5 | 5 | 0.037752 | 0.037752 | $/kWh
electric | energy |  | 0 | 0 | 12 | 12 | 12 | 13 | 6 | 6 | 0.035035 | 0.035035 | $/kWh
electric | energy |  | 0 | 0 | 12 | 12 | 13 | 14 | 0 | 0 | 0.037738 | 0.037738 | $/kWh
electric | energy |  | 0 | 0 | 12 | 12 | 13 | 14 | 1 | 1 | 0.041607 | 0.041607 | $/kWh
electric | energy |  | 0 | 0 | 12 | 12 | 13 | 14 | 2 | 2 | 0.042882 | 0.042882 | $/kWh
electric | energy |  | 0 | 0 | 12 | 12 | 13 | 14 | 3 | 3 | 0.041598 | 0.041598 | $/kWh
electric | energy |  | 0 | 0 | 12 | 12 | 13 | 14 | 4 | 4 | 0.039046 | 0.039046 | $/kWh
electric | energy |  | 0 | 0 | 12 | 12 | 13 | 14 | 5 | 5 | 0.037468 | 0.037468 | $/kWh
electric | energy |  | 0 | 0 | 12 | 12 | 13 | 14 | 6 | 6 | 0.034775 | 0.034775 | $/kWh
electric | energy |  | 0 | 0 | 12 | 12 | 14 | 15 | 0 | 0 | 0.035167 | 0.035167 | $/kWh
electric | energy |  | 0 | 0 | 12 | 12 | 14 | 15 | 1 | 1 | 0.04167 | 0.04167 | $/kWh
electric | energy |  | 0 | 0 | 12 | 12 | 14 | 15 | 2 | 2 | 0.043188 | 0.043188 | $/kWh
electric | energy |  | 0 | 0 | 12 | 12 | 14 | 15 | 3 | 3 | 0.041152 | 0.041152 | $/kWh
electric | energy |  | 0 | 0 | 12 | 12 | 14 | 15 | 4 | 4 | 0.038646 | 0.038646 | $/kWh
electric | energy |  | 0 | 0 | 12 | 12 | 14 | 15 | 5 | 5 | 0.036785 | 0.036785 | $/kWh
electric | energy |  | 0 | 0 | 12 | 12 | 14 | 15 | 6 | 6 | 0.034888 | 0.034888 | $/kWh
electric | energy |  | 0 | 0 | 12 | 12 | 15 | 16 | 0 | 0 | 0.03529 | 0.03529 | $/kWh
electric | energy |  | 0 | 0 | 12 | 12 | 15 | 16 | 1 | 1 | 0.042895 | 0.042895 | $/kWh
electric | energy |  | 0 | 0 | 12 | 12 | 15 | 16 | 2 | 2 | 0.044116 | 0.044116 | $/kWh
electric | energy |  | 0 | 0 | 12 | 12 | 15 | 16 | 3 | 3 | 0.042204 | 0.042204 | $/kWh
electric | energy |  | 0 | 0 | 12 | 12 | 15 | 16 | 4 | 4 | 0.03873 | 0.03873 | $/kWh
electric | energy |  | 0 | 0 | 12 | 12 | 15 | 16 | 5 | 5 | 0.037472 | 0.037472 | $/kWh
electric | energy |  | 0 | 0 | 12 | 12 | 15 | 16 | 6 | 6 | 0.03653 | 0.03653 | $/kWh
electric | energy |  | 0 | 0 | 12 | 12 | 16 | 17 | 0 | 0 | 0.043103 | 0.043103 | $/kWh
electric | energy |  | 0 | 0 | 12 | 12 | 16 | 17 | 1 | 1 | 0.0509 | 0.0509 | $/kWh
electric | energy |  | 0 | 0 | 12 | 12 | 16 | 17 | 2 | 2 | 0.050794 | 0.050794 | $/kWh
electric | energy |  | 0 | 0 | 12 | 12 | 16 | 17 | 3 | 3 | 0.049324 | 0.049324 | $/kWh
electric | energy |  | 0 | 0 | 12 | 12 | 16 | 17 | 4 | 4 | 0.04568 | 0.04568 | $/kWh
electric | energy |  | 0 | 0 | 12 | 12 | 16 | 17 | 5 | 5 | 0.043967 | 0.043967 | $/kWh
electric | energy |  | 0 | 0 | 12 | 12 | 16 | 17 | 6 | 6 | 0.043565 | 0.043565 | $/kWh
electric | energy |  | 0 | 0 | 12 | 12 | 17 | 18 | 0 | 0 | 0.052642 | 0.052642 | $/kWh
electric | energy |  | 0 | 0 | 12 | 12 | 17 | 18 | 1 | 1 | 0.06588 | 0.06588 | $/kWh
electric | energy |  | 0 | 0 | 12 | 12 | 17 | 18 | 2 | 2 | 0.058548 | 0.058548 | $/kWh
electric | energy |  | 0 | 0 | 12 | 12 | 17 | 18 | 3 | 3 | 0.058196 | 0.058196 | $/kWh
electric | energy |  | 0 | 0 | 12 | 12 | 17 | 18 | 4 | 4 | 0.051256 | 0.051256 | $/kWh
electric | energy |  | 0 | 0 | 12 | 12 | 17 | 18 | 5 | 5 | 0.053942 | 0.053942 | $/kWh
electric | energy |  | 0 | 0 | 12 | 12 | 17 | 18 | 6 | 6 | 0.05437 | 0.05437 | $/kWh
electric | energy |  | 0 | 0 | 12 | 12 | 18 | 19 | 0 | 0 | 0.045925 | 0.045925 | $/kWh
electric | energy |  | 0 | 0 | 12 | 12 | 18 | 19 | 1 | 1 | 0.056392 | 0.056392 | $/kWh
electric | energy |  | 0 | 0 | 12 | 12 | 18 | 19 | 2 | 2 | 0.053096 | 0.053096 | $/kWh
electric | energy |  | 0 | 0 | 12 | 12 | 18 | 19 | 3 | 3 | 0.050938 | 0.050938 | $/kWh
electric | energy |  | 0 | 0 | 12 | 12 | 18 | 19 | 4 | 4 | 0.046272 | 0.046272 | $/kWh
electric | energy |  | 0 | 0 | 12 | 12 | 18 | 19 | 5 | 5 | 0.048472 | 0.048472 | $/kWh
electric | energy |  | 0 | 0 | 12 | 12 | 18 | 19 | 6 | 6 | 0.048087 | 0.048087 | $/kWh
electric | energy |  | 0 | 0 | 12 | 12 | 19 | 20 | 0 | 0 | 0.042625 | 0.042625 | $/kWh
electric | energy |  | 0 | 0 | 12 | 12 | 19 | 20 | 1 | 1 | 0.051197 | 0.051197 | $/kWh
electric | energy |  | 0 | 0 | 12 | 12 | 19 | 20 | 2 | 2 | 0.0476 | 0.0476 | $/kWh
electric | energy |  | 0 | 0 | 12 | 12 | 19 | 20 | 3 | 3 | 0.04499 | 0.04499 | $/kWh
electric | energy |  | 0 | 0 | 12 | 12 | 19 | 20 | 4 | 4 | 0.041876 | 0.041876 | $/kWh
electric | energy |  | 0 | 0 | 12 | 12 | 19 | 20 | 5 | 5 | 0.043235 | 0.043235 | $/kWh
electric | energy |  | 0 | 0 | 12 | 12 | 19 | 20 | 6 | 6 | 0.044125 | 0.044125 | $/kWh
electric | energy |  | 0 | 0 | 12 | 12 | 20 | 21 | 0 | 0 | 0.038612 | 0.038612 | $/kWh
electric | energy |  | 0 | 0 | 12 | 12 | 20 | 21 | 1 | 1 | 0.047925 | 0.047925 | $/kWh
electric | energy |  | 0 | 0 | 12 | 12 | 20 | 21 | 2 | 2 | 0.045166 | 0.045166 | $/kWh
electric | energy |  | 0 | 0 | 12 | 12 | 20 | 21 | 3 | 3 | 0.042044 | 0.042044 | $/kWh
electric | energy |  | 0 | 0 | 12 | 12 | 20 | 21 | 4 | 4 | 0.039328 | 0.039328 | $/kWh
electric | energy |  | 0 | 0 | 12 | 12 | 20 | 21 | 5 | 5 | 0.04029 | 0.04029 | $/kWh
electric | energy |  | 0 | 0 | 12 | 12 | 20 | 21 | 6 | 6 | 0.042085 | 0.042085 | $/kWh
electric | energy |  | 0 | 0 | 12 | 12 | 21 | 22 | 0 | 0 | 0.035055 | 0.035055 | $/kWh
electric | energy |  | 0 | 0 | 12 | 12 | 21 | 22 | 1 | 1 | 0.04424 | 0.04424 | $/kWh
electric | energy |  | 0 | 0 | 12 | 12 | 21 | 22 | 2 | 2 | 0.040612 | 0.040612 | $/kWh
electric | energy |  | 0 | 0 | 12 | 12 | 21 | 22 | 3 | 3 | 0.03885 | 0.03885 | $/kWh
electric | energy |  | 0 | 0 | 12 | 12 | 21 | 22 | 4 | 4 | 0.037564 | 0.037564 | $/kWh
electric | energy |  | 0 | 0 | 12 | 12 | 21 | 22 | 5 | 5 | 0.03709 | 0.03709 | $/kWh
electric | energy |  | 0 | 0 | 12 | 12 | 21 | 22 | 6 | 6 | 0.038222 | 0.038222 | $/kWh
electric | energy |  | 0 | 0 | 12 | 12 | 22 | 23 | 0 | 0 | 0.033212 | 0.033212 | $/kWh
electric | energy |  | 0 | 0 | 12 | 12 | 22 | 23 | 1 | 1 | 0.041645 | 0.041645 | $/kWh
electric | energy |  | 0 | 0 | 12 | 12 | 22 | 23 | 2 | 2 | 0.038074 | 0.038074 | $/kWh
electric | energy |  | 0 | 0 | 12 | 12 | 22 | 23 | 3 | 3 | 0.037368 | 0.037368 | $/kWh
electric | energy |  | 0 | 0 | 12 | 12 | 22 | 23 | 4 | 4 | 0.03584 | 0.03584 | $/kWh
electric | energy |  | 0 | 0 | 12 | 12 | 22 | 23 | 5 | 5 | 0.035278 | 0.035278 | $/kWh
electric | energy |  | 0 | 0 | 12 | 12 | 22 | 23 | 6 | 6 | 0.035835 | 0.035835 | $/kWh
electric | energy |  | 0 | 0 | 12 | 12 | 23 | 24 | 0 | 0 | 0.031545 | 0.031545 | $/kWh
electric | energy |  | 0 | 0 | 12 | 12 | 23 | 24 | 1 | 1 | 0.039047 | 0.039047 | $/kWh
electric | energy |  | 0 | 0 | 12 | 12 | 23 | 24 | 2 | 2 | 0.036356 | 0.036356 | $/kWh
electric | energy |  | 0 | 0 | 12 | 12 | 23 | 24 | 3 | 3 | 0.03537 | 0.03537 | $/kWh
electric | energy |  | 0 | 0 | 12 | 12 | 23 | 24 | 4 | 4 | 0.03425 | 0.03425 | $/kWh
electric | energy |  | 0 | 0 | 12 | 12 | 23 | 24 | 5 | 5 | 0.03282 | 0.03282 | $/kWh
electric | energy |  | 0 | 0 | 12 | 12 | 23 | 24 | 6 | 6 | 0.031905 | 0.031905 | $/kWh

## 39002093001
utility | type | period | basic_charge_limit (imperial) | basic_charge_limit (metric) | month_start | month_end | hour_start | hour_end | weekday_start | weekday_end | charge (imperial) | charge (metric) | units | Notes
electric | customer | [9 empty] | 242.12 | 242.12 | $/month
electric | energy |  | 0 | 0 | 1 | 12 | 0 | 24 | 0 | 6 | 0.046815 | 0.046815 | $/kWh | Energy charge based on Standard Service Tariff Sheet No. G10
electric | demand | maximum | 0 | 0 | 1 | 12 | 0 | 8 | 0 | 4 | 1.5244 | 1.5244 | $/kW | 75% of off-peak or 100% of on-peak, whichever is higher
electric | demand | maximum | 0 | 0 | 1 | 12 | 8 | 20 | 0 | 4 | 2.0325 | 2.0325 | $/kW | Represented both under "maximum" period
electric | demand | maximum | 0 | 0 | 1 | 12 | 20 | 24 | 0 | 4 | 1.5244 | 1.5244 | $/kW
electric | demand | maximum | 0 | 0 | 1 | 12 | 0 | 24 | 0 | 6 | 1.5244 | 1.5244 | $/kW
gas | customer | [9 empty] | 92.13 | 92.13 | $/month
gas | energy |  | 0 | 0 | 1 | 12 | 0 | 24 | 0 | 6 | 0.17554 | 0.061993 | $/therm or $/m3 | Converted from ccf to therms

## 12000001001
utility | type | period | basic_charge_limit (imperial) | basic_charge_limit (metric) | month_start | month_end | hour_start | hour_end | weekday_start | weekday_end | charge (imperial) | charge (metric) | units | Notes
electric | customer | [9 empty] | 283.03 | 283.03 | $/month
electric | energy |  | 0 | 0 | 1 | 3 | 0 | 6 | 0 | 4 | 0.03748 | 0.03748 | $/kWh | Fuel charge included with energy
electric | energy |  | 0 | 0 | 1 | 3 | 6 | 10 | 0 | 4 | 0.0435 | 0.0435 | $/kWh
electric | energy |  | 0 | 0 | 1 | 3 | 10 | 18 | 0 | 4 | 0.03748 | 0.03748 | $/kWh
electric | energy |  | 0 | 0 | 1 | 3 | 18 | 22 | 0 | 4 | 0.0435 | 0.0435 | $/kWh
electric | energy |  | 0 | 0 | 1 | 3 | 22 | 24 | 0 | 4 | 0.03748 | 0.03748 | $/kWh
electric | energy |  | 0 | 0 | 4 | 10 | 0 | 12 | 0 | 4 | 0.03748 | 0.03748 | $/kWh
electric | energy |  | 0 | 0 | 4 | 10 | 12 | 21 | 0 | 4 | 0.0435 | 0.0435 | $/kWh
electric | energy |  | 0 | 0 | 4 | 10 | 21 | 24 | 0 | 4 | 0.03748 | 0.03748 | $/kWh
electric | energy |  | 0 | 0 | 11 | 12 | 0 | 6 | 0 | 4 | 0.03748 | 0.03748 | $/kWh
electric | energy |  | 0 | 0 | 11 | 12 | 6 | 10 | 0 | 4 | 0.0435 | 0.0435 | $/kWh
electric | energy |  | 0 | 0 | 11 | 12 | 10 | 18 | 0 | 4 | 0.03748 | 0.03748 | $/kWh
electric | energy |  | 0 | 0 | 11 | 12 | 18 | 22 | 0 | 4 | 0.0435 | 0.0435 | $/kWh
electric | energy |  | 0 | 0 | 11 | 12 | 22 | 24 | 0 | 4 | 0.03748 | 0.03748 | $/kWh
electric | energy |  | 0 | 0 | 1 | 12 | 0 | 24 | 5 | 6 | 0.03748 | 0.03748 | $/kWh
electric | demand | winter-peak1 | 0 | 0 | 1 | 3 | 6 | 10 | 0 | 4 | 14.34 | 14.34 | $/kW | Conservation and capacity charges included with demand
electric | demand | winter-peak1 | 0 | 0 | 1 | 3 | 18 | 22 | 0 | 4 | 14.34 | 14.34 | $/kW
electric | demand | summer-peak | 0 | 0 | 4 | 10 | 12 | 21 | 0 | 4 | 14.34 | 14.34 | $/kW
electric | demand | winter-peak2 | 0 | 0 | 11 | 12 | 6 | 10 | 0 | 4 | 14.34 | 14.34 | $/kW
electric | demand | winter-peak2 | 0 | 0 | 11 | 12 | 18 | 22 | 0 | 4 | 14.34 | 14.34 | $/kW
electric | demand | maximum | 0 | 0 | 1 | 12 | 0 | 24 | 0 | 6 | 2.74 | 2.74 | $/kW
gas | customer | [9 empty] | 33 | 33 | $/month
gas | energy |  | 0 | 0 | 1 | 12 | 0 | 24 | 0 | 6 | 0.39136 | 0.13821 | $/therm or $/m3

## 10000027001
utility | type | period | basic_charge_limit (imperial) | basic_charge_limit (metric) | month_start | month_end | hour_start | hour_end | weekday_start | weekday_end | charge (imperial) | charge (metric) | units | Notes
electric | customer | [9 empty] | 658.15 | 658.15 | $/month
electric | energy |  | 0 | 0 | 1 | 3 | 0 | 10 | 0 | 4 | 0.02741 | 0.02741 | $/kWh
electric | energy |  | 0 | 0 | 1 | 3 | 10 | 22 | 0 | 4 | 0.034865 | 0.034865 | $/kWh
electric | energy |  | 0 | 0 | 1 | 3 | 22 | 24 | 0 | 4 | 0.02741 | 0.02741 | $/kWh
electric | energy |  | 0 | 0 | 1 | 3 | 0 | 24 | 0 | 6 | 0.02741 | 0.02741 | $/kWh
electric | energy |  | 0 | 0 | 4 | 5 | 0 | 6 | 0 | 4 | 0.02741 | 0.02741 | $/kWh
electric | energy |  | 0 | 0 | 4 | 5 | 6 | 22 | 0 | 4 | 0.034865 | 0.034865 | $/kWh
electric | energy |  | 0 | 0 | 4 | 5 | 22 | 24 | 0 | 4 | 0.02741 | 0.02741 | $/kWh
electric | energy |  | 0 | 0 | 4 | 5 | 0 | 24 | 0 | 6 | 0.02741 | 0.02741 | $/kWh
electric | energy |  | 0 | 0 | 6 | 9 | 0 | 6 | 0 | 4 | 0.022529 | 0.022529 | $/kWh
electric | energy |  | 0 | 0 | 6 | 9 | 6 | 22 | 0 | 4 | 0.028725 | 0.028725 | $/kWh
electric | energy |  | 0 | 0 | 6 | 9 | 22 | 24 | 0 | 4 | 0.022529 | 0.022529 | $/kWh
electric | energy |  | 0 | 0 | 6 | 9 | 0 | 24 | 0 | 6 | 0.022529 | 0.022529 | $/kWh
electric | energy |  | 0 | 0 | 10 | 10 | 0 | 6 | 0 | 4 | 0.02741 | 0.02741 | $/kWh
electric | energy |  | 0 | 0 | 10 | 10 | 6 | 22 | 0 | 4 | 0.034865 | 0.034865 | $/kWh
electric | energy |  | 0 | 0 | 10 | 10 | 22 | 24 | 0 | 4 | 0.02741 | 0.02741 | $/kWh
electric | energy |  | 0 | 0 | 10 | 10 | 0 | 24 | 0 | 6 | 0.02741 | 0.02741 | $/kWh
electric | energy |  | 0 | 0 | 11 | 12 | 0 | 10 | 0 | 4 | 0.02741 | 0.02741 | $/kWh
electric | energy |  | 0 | 0 | 11 | 12 | 10 | 22 | 0 | 4 | 0.034865 | 0.034865 | $/kWh
electric | energy |  | 0 | 0 | 11 | 12 | 22 | 24 | 0 | 4 | 0.02741 | 0.02741 | $/kWh
electric | energy |  | 0 | 0 | 11 | 12 | 0 | 24 | 0 | 6 | 0.02741 | 0.02741 | $/kWh
electric | demand | winter-peak1 | 0 | 0 | 1 | 3 | 10 | 22 | 0 | 4 | 10.6165 | 10.6165 | $/kW
electric | demand | winter-peak2 | 0 | 0 | 4 | 5 | 6 | 22 | 0 | 4 | 10.6165 | 10.6165 | $/kW
electric | demand | summer-peak | 0 | 0 | 6 | 9 | 6 | 22 | 0 | 4 | 12.6164 | 12.6164 | $/kW
electric | demand | winter-peak3 | 0 | 0 | 10 | 10 | 6 | 22 | 0 | 4 | 10.6165 | 10.6165 | $/kW
electric | demand | winter-peak4 | 0 | 0 | 11 | 12 | 10 | 22 | 0 | 4 | 10.6165 | 10.6165 | $/kW
gas | customer | [9 empty] | 55.59 | 55.59 | $/month
gas | energy |  | 0 | 0 | 1 | 12 | 0 | 24 | 0 | 6 | 0.8072 | 0.28506 | $/therm or $/m3 | converted from ccf to therms

## 51000154002
utility | type | period | basic_charge_limit (imperial) | basic_charge_limit (metric) | month_start | month_end | hour_start | hour_end | weekday_start | weekday_end | charge (imperial) | charge (metric) | units | Notes
electric | customer | [9 empty] | 119.61 | 119.61 | $/month
electric | energy |  | 0 | 0 | 1 | 5 | 0 | 7 | 0 | 4 | 0.002623 | 0.002623 | $/kWh
electric | energy |  | 0 | 0 | 1 | 5 | 7 | 22 | 0 | 4 | 0.003869 | 0.003869 | $/kWh
electric | energy |  | 0 | 0 | 1 | 5 | 22 | 24 | 0 | 4 | 0.002623 | 0.002623 | $/kWh
electric | energy |  | 0 | 0 | 1 | 5 | 0 | 24 | 5 | 6 | 0.002623 | 0.002623 | $/kWh
electric | energy |  | 0 | 0 | 6 | 9 | 0 | 10 | 0 | 4 | 0.003869 | 0.003869 | $/kWh
electric | energy |  | 0 | 0 | 6 | 9 | 10 | 22 | 0 | 4 | 0.002623 | 0.002623 | $/kWh
electric | energy |  | 0 | 0 | 6 | 9 | 22 | 24 | 0 | 4 | 0.002623 | 0.002623 | $/kWh
electric | energy |  | 0 | 0 | 6 | 9 | 0 | 24 | 5 | 6 | 0.002623 | 0.002623 | $/kWh
electric | energy |  | 0 | 0 | 10 | 12 | 0 | 7 | 0 | 4 | 0.002623 | 0.002623 | $/kWh
electric | energy |  | 0 | 0 | 10 | 12 | 7 | 22 | 0 | 4 | 0.003869 | 0.003869 | $/kWh
electric | energy |  | 0 | 0 | 10 | 12 | 22 | 24 | 0 | 4 | 0.002623 | 0.002623 | $/kWh
electric | energy |  | 0 | 0 | 10 | 12 | 0 | 24 | 5 | 6 | 0.002623 | 0.002623 | $/kWh
electric | demand | off-peak-winter1 | 0 | 0 | 1 | 5 | 0 | 7 | 0 | 4 | 1.14 | 1.14 | $/kW
electric | demand | on-peak-winter1 | 0 | 0 | 1 | 5 | 7 | 22 | 0 | 4 | 13.451 | 13.451 | $/kW
electric | demand | off-peak-winter1 | 0 | 0 | 1 | 5 | 22 | 24 | 0 | 4 | 1.14 | 1.14 | $/kW
electric | demand | off-peak-winter1 | 0 | 0 | 1 | 5 | 0 | 24 | 5 | 6 | 1.14 | 1.14 | $/kW
electric | demand | off-peak-summer | 0 | 0 | 6 | 9 | 0 | 10 | 0 | 4 | 1.14 | 1.14 | $/kW
electric | demand | on-peak-summer | 0 | 0 | 6 | 9 | 10 | 22 | 0 | 4 | 13.451 | 13.451 | $/kW
electric | demand | off-peak-summer | 0 | 0 | 6 | 9 | 22 | 24 | 0 | 4 | 1.14 | 1.14 | $/kW
electric | demand | off-peak-summer | 0 | 0 | 6 | 9 | 0 | 24 | 5 | 6 | 1.14 | 1.14 | $/kW
electric | demand | off-peak-winter2 | 0 | 0 | 10 | 12 | 0 | 7 | 0 | 4 | 1.14 | 1.14 | $/kW
electric | demand | on-peak-winter2 | 0 | 0 | 10 | 12 | 7 | 22 | 0 | 4 | 13.451 | 13.451 | $/kW
electric | demand | off-peak-winter2 | 0 | 0 | 10 | 12 | 22 | 24 | 0 | 4 | 1.14 | 1.14 | $/kW
electric | demand | off-peak-winter2 | 0 | 0 | 10 | 12 | 0 | 24 | 5 | 6 | 1.14 | 1.14 | $/kW
electric | demand | off-peak-winter1 | 5000 | 0 | 1 | 5 | 0 | 7 | 0 | 4 | 1.006 | 1.006 | $/kW
electric | demand | on-peak-winter1 | 5000 | 0 | 1 | 5 | 7 | 22 | 0 | 4 | 13.317 | 13.317 | $/kW
electric | demand | off-peak-winter1 | 5000 | 0 | 1 | 5 | 22 | 24 | 0 | 4 | 1.006 | 1.006 | $/kW
electric | demand | off-peak-winter1 | 5000 | 0 | 1 | 5 | 0 | 24 | 5 | 6 | 1.006 | 1.006 | $/kW
electric | demand | off-peak-summer | 5000 | 0 | 6 | 9 | 0 | 10 | 0 | 4 | 1.006 | 1.006 | $/kW
electric | demand | on-peak-summer | 5000 | 0 | 6 | 9 | 10 | 22 | 0 | 4 | 13.317 | 13.317 | $/kW
electric | demand | off-peak-summer | 5000 | 0 | 6 | 9 | 22 | 24 | 0 | 4 | 1.006 | 1.006 | $/kW
electric | demand | off-peak-summer | 5000 | 0 | 6 | 9 | 0 | 24 | 5 | 6 | 1.006 | 1.006 | $/kW
electric | demand | off-peak-winter2 | 5000 | 0 | 10 | 12 | 0 | 7 | 0 | 4 | 1.006 | 1.006 | $/kW
electric | demand | on-peak-winter2 | 5000 | 0 | 10 | 12 | 7 | 22 | 0 | 4 | 13.317 | 13.317 | $/kW
electric | demand | off-peak-winter2 | 5000 | 0 | 10 | 12 | 22 | 24 | 0 | 4 | 1.006 | 1.006 | $/kW
electric | demand | off-peak-winter2 | 5000 | 0 | 10 | 12 | 0 | 24 | 5 | 6 | 1.006 | 1.006 | $/kW

## 6005053001
utility | type | period | basic_charge_limit (imperial) | basic_charge_limit (metric) | month_start | month_end | hour_start | hour_end | weekday_start | weekday_end | charge (imperial) | charge (metric) | units | Notes
electric | customer | [9 empty] | 1514.6622 | 1514.6622 | $/month | Estimated from multiplying cost of 1 meter for 1 day by 30 days
electric | demand | peak-summer | 0 | 0 | 6 | 9 | 16 | 21 | 0 | 6 | 26.8 | 26.8 | $/kW
electric | demand | part-peak-summer | 0 | 0 | 6 | 9 | 14 | 16 | 0 | 6 | 5.32 | 5.32 | $/kW
electric | demand | part-peak-summer | 0 | 0 | 6 | 9 | 21 | 23 | 0 | 6 | 5.32 | 5.32 | $/kW
electric | demand | maximum | 0 | 0 | 1 | 12 | 0 | 24 | 0 | 6 | 20.7 | 20.7 | $/kW
electric | demand | peak-winter1 | 0 | 0 | 1 | 5 | 16 | 21 | 0 | 6 | 1.78 | 1.78 | $/kW
electric | demand | peak-winter2 | 0 | 0 | 10 | 12 | 16 | 21 | 0 | 6 | 1.78 | 1.78 | $/kW
electric | energy |  | 0 | 0 | 6 | 9 | 0 | 14 | 0 | 6 | 0.09816 | 0.09816 | $/kWh
electric | energy |  | 0 | 0 | 6 | 9 | 14 | 16 | 0 | 6 | 0.11735 | 0.11735 | $/kWh
electric | energy |  | 0 | 0 | 6 | 9 | 16 | 21 | 0 | 6 | 0.14484 | 0.14484 | $/kWh
electric | energy |  | 0 | 0 | 6 | 9 | 21 | 23 | 0 | 6 | 0.11735 | 0.11735 | $/kWh
electric | energy |  | 0 | 0 | 6 | 9 | 23 | 24 | 0 | 6 | 0.09816 | 0.09816 | $/kWh
electric | energy |  | 0 | 0 | 1 | 2 | 0 | 16 | 0 | 6 | 0.09822 | 0.09822 | $/kWh
electric | energy |  | 0 | 0 | 1 | 2 | 21 | 24 | 0 | 6 | 0.09822 | 0.09822 | $/kWh
electric | energy |  | 0 | 0 | 1 | 5 | 16 | 21 | 0 | 6 | 0.12734 | 0.12734 | $/kWh
electric | energy |  | 0 | 0 | 3 | 5 | 0 | 9 | 0 | 6 | 0.09822 | 0.09822 | $/kWh
electric | energy |  | 0 | 0 | 3 | 5 | 9 | 14 | 0 | 6 | 0.0569 | 0.0569 | $/kWh
electric | energy |  | 0 | 0 | 3 | 5 | 14 | 16 | 0 | 6 | 0.09822 | 0.09822 | $/kWh
electric | energy |  | 0 | 0 | 3 | 5 | 21 | 24 | 0 | 6 | 0.09822 | 0.09822 | $/kWh
electric | energy |  | 0 | 0 | 10 | 12 | 0 | 16 | 0 | 6 | 0.09822 | 0.09822 | $/kWh
electric | energy |  | 0 | 0 | 10 | 12 | 21 | 24 | 0 | 6 | 0.09822 | 0.09822 | $/kWh
electric | energy |  | 0 | 0 | 10 | 12 | 16 | 21 | 0 | 6 | 0.12734 | 0.12734 | $/kWh
gas | customer | [9 empty] | 148.6554 | 148.6554 | $/month | Estimated from multiplying cost for 1 day by 30 days
gas | energy |  | 0 | 0 | 1 | 3 | 0 | 24 | 0 | 6 | 1.6874 | 0.59589 | $/therm or $/m3
gas | energy |  | 0 | 0 | 4 | 10 | 0 | 24 | 0 | 6 | 1.5403 | 0.54396 | $/therm or $/m3
gas | energy |  | 0 | 0 | 11 | 12 | 0 | 24 | 0 | 6 | 1.6874 | 0.59589 | $/therm or $/m3
gas | energy |  | 4000 | 11326.72 | 1 | 3 | 0 | 24 | 0 | 6 | 1.3126 | 0.46354 | $/therm or $/m3
gas | energy |  | 4000 | 11326.72 | 4 | 10 | 0 | 24 | 0 | 6 | 1.2242 | 0.43232 | $/therm or $/m3
gas | energy |  | 4000 | 11326.72 | 11 | 12 | 0 | 24 | 0 | 6 | 1.3126 | 0.46354 | $/therm or $/m3

## 34001005001
utility | type | period | basic_charge_limit (imperial) | basic_charge_limit (metric) | month_start | month_end | hour_start | hour_end | weekday_start | weekday_end | charge (imperial) | charge (metric) | units | Notes
electric | customer | [9 empty] | 392.35 | 392.35 | $/month
electric | energy |  | 0 | 0 | 1 | 12 | 0 | 24 | 0 | 6 | 0 | 0 | $/kWh | This really is zero
electric | demand | annual | 0 | 0 | 1 | 12 | 0 | 24 | 0 | 6 | 1.7531 | 1.7531 | $/kW | Assumed primary voltage
electric | demand | summer | 0 | 0 | 6 | 9 | 7 | 21 | 0 | 4 | 9.7321 | 9.7321 | $/kW
gas | customer | [9 empty] | 17.75 | 17.75 | $/month
gas | energy |  | 0 | 0 | 1 | 12 | 0 | 24 | 0 | 6 | 0.32506 | 0.11479 | $/therm or $/m3

## 15000003001
utility | type | period | basic_charge_limit (imperial) | basic_charge_limit (metric) | month_start | month_end | hour_start | hour_end | weekday_start | weekday_end | charge (imperial) | charge (metric) | units | Notes
gas | customer | [9 empty] | 500 | 500 | $/month
gas | energy |  | 0 | 0 | 1 | 12 | 0 | 24 | 0 | 4 | 2.7858 | 0.9838 | $/therm or $/m3
electric | customer | [9 empty] | 375 | 375 | $/month
electric | demand | maximum | 0 | 0 | 1 | 12 | 0 | 24 | 0 | 6 | 26.5 | 26.5 | $/kW
electric | energy |  | 0 | 0 | 1 | 1 | 0 | 9 | 0 | 6 | 0.18463 | 0.18463 | $/kWh
electric | energy |  | 0 | 0 | 1 | 1 | 9 | 17 | 0 | 6 | 0.13463 | 0.13463 | $/kWh
electric | energy |  | 0 | 0 | 1 | 1 | 17 | 22 | 0 | 6 | 0.21463 | 0.21463 | $/kWh
electric | energy |  | 0 | 0 | 1 | 1 | 22 | 24 | 0 | 6 | 0.18463 | 0.18463 | $/kWh
electric | energy |  | 0 | 0 | 2 | 2 | 0 | 9 | 0 | 6 | 0.19443 | 0.19443 | $/kWh
electric | energy |  | 0 | 0 | 2 | 2 | 9 | 17 | 0 | 6 | 0.14443 | 0.14443 | $/kWh
electric | energy |  | 0 | 0 | 2 | 2 | 17 | 22 | 0 | 6 | 0.22443 | 0.22443 | $/kWh
electric | energy |  | 0 | 0 | 2 | 2 | 22 | 24 | 0 | 6 | 0.19443 | 0.19443 | $/kWh
electric | energy |  | 0 | 0 | 3 | 3 | 0 | 9 | 0 | 6 | 0.20011 | 0.20011 | $/kWh
electric | energy |  | 0 | 0 | 3 | 3 | 9 | 17 | 0 | 6 | 0.15011 | 0.15011 | $/kWh
electric | energy |  | 0 | 0 | 3 | 3 | 17 | 22 | 0 | 6 | 0.23011 | 0.23011 | $/kWh
electric | energy |  | 0 | 0 | 3 | 3 | 22 | 24 | 0 | 6 | 0.20011 | 0.20011 | $/kWh
electric | energy |  | 0 | 0 | 4 | 4 | 0 | 9 | 0 | 6 | 0.20406 | 0.20406 | $/kWh
electric | energy |  | 0 | 0 | 4 | 4 | 9 | 17 | 0 | 6 | 0.15406 | 0.15406 | $/kWh
electric | energy |  | 0 | 0 | 4 | 4 | 17 | 22 | 0 | 6 | 0.23406 | 0.23406 | $/kWh
electric | energy |  | 0 | 0 | 4 | 4 | 22 | 24 | 0 | 6 | 0.20406 | 0.20406 | $/kWh
electric | energy |  | 0 | 0 | 5 | 5 | 0 | 9 | 0 | 6 | 0.21902 | 0.21902 | $/kWh
electric | energy |  | 0 | 0 | 5 | 5 | 9 | 17 | 0 | 6 | 0.16902 | 0.16902 | $/kWh
electric | energy |  | 0 | 0 | 5 | 5 | 17 | 22 | 0 | 6 | 0.24902 | 0.24902 | $/kWh
electric | energy |  | 0 | 0 | 5 | 5 | 22 | 24 | 0 | 6 | 0.21902 | 0.21902 | $/kWh
electric | energy |  | 0 | 0 | 6 | 6 | 0 | 9 | 0 | 6 | 0.21646 | 0.21646 | $/kWh
electric | energy |  | 0 | 0 | 6 | 6 | 9 | 17 | 0 | 6 | 0.16646 | 0.16646 | $/kWh
electric | energy |  | 0 | 0 | 6 | 6 | 17 | 22 | 0 | 6 | 0.24646 | 0.24646 | $/kWh
electric | energy |  | 0 | 0 | 6 | 6 | 22 | 24 | 0 | 6 | 0.21646 | 0.21646 | $/kWh
electric | energy |  | 0 | 0 | 7 | 7 | 0 | 9 | 0 | 6 | 0.2196 | 0.2196 | $/kWh
electric | energy |  | 0 | 0 | 7 | 7 | 9 | 17 | 0 | 6 | 0.1696 | 0.1696 | $/kWh
electric | energy |  | 0 | 0 | 7 | 7 | 17 | 22 | 0 | 6 | 0.2496 | 0.2496 | $/kWh
electric | energy |  | 0 | 0 | 7 | 7 | 22 | 24 | 0 | 6 | 0.2196 | 0.2196 | $/kWh
electric | energy |  | 0 | 0 | 8 | 8 | 0 | 9 | 0 | 6 | 0.23054 | 0.23054 | $/kWh
electric | energy |  | 0 | 0 | 8 | 8 | 9 | 17 | 0 | 6 | 0.18054 | 0.18054 | $/kWh
electric | energy |  | 0 | 0 | 8 | 8 | 17 | 22 | 0 | 6 | 0.26054 | 0.26054 | $/kWh
electric | energy |  | 0 | 0 | 8 | 8 | 22 | 24 | 0 | 6 | 0.23054 | 0.23054 | $/kWh
electric | energy |  | 0 | 0 | 9 | 9 | 0 | 9 | 0 | 6 | 0.23508 | 0.23508 | $/kWh
electric | energy |  | 0 | 0 | 9 | 9 | 9 | 17 | 0 | 6 | 0.18508 | 0.18508 | $/kWh
electric | energy |  | 0 | 0 | 9 | 9 | 17 | 22 | 0 | 6 | 0.26508 | 0.26508 | $/kWh
electric | energy |  | 0 | 0 | 9 | 9 | 22 | 24 | 0 | 6 | 0.23508 | 0.23508 | $/kWh
electric | energy |  | 0 | 0 | 10 | 10 | 0 | 9 | 0 | 6 | 0.23367 | 0.23367 | $/kWh
electric | energy |  | 0 | 0 | 10 | 10 | 9 | 17 | 0 | 6 | 0.18367 | 0.18367 | $/kWh
electric | energy |  | 0 | 0 | 10 | 10 | 17 | 22 | 0 | 6 | 0.26367 | 0.26367 | $/kWh
electric | energy |  | 0 | 0 | 10 | 10 | 22 | 24 | 0 | 6 | 0.23367 | 0.23367 | $/kWh
electric | energy |  | 0 | 0 | 11 | 11 | 0 | 9 | 0 | 6 | 0.2439 | 0.2439 | $/kWh
electric | energy |  | 0 | 0 | 11 | 11 | 9 | 17 | 0 | 6 | 0.1939 | 0.1939 | $/kWh
electric | energy |  | 0 | 0 | 11 | 11 | 17 | 22 | 0 | 6 | 0.2739 | 0.2739 | $/kWh
electric | energy |  | 0 | 0 | 11 | 11 | 22 | 24 | 0 | 6 | 0.2439 | 0.2439 | $/kWh
electric | energy |  | 0 | 0 | 12 | 12 | 0 | 9 | 0 | 6 | 0.25469 | 0.25469 | $/kWh
electric | energy |  | 0 | 0 | 12 | 12 | 9 | 17 | 0 | 6 | 0.20469 | 0.20469 | $/kWh
electric | energy |  | 0 | 0 | 12 | 12 | 17 | 22 | 0 | 6 | 0.28469 | 0.28469 | $/kWh
electric | energy |  | 0 | 0 | 12 | 12 | 22 | 24 | 0 | 6 | 0.25469 | 0.25469 | $/kWh

## 48004026002
utility | type | period | basic_charge_limit (imperial) | basic_charge_limit (metric) | month_start | month_end | hour_start | hour_end | weekday_start | weekday_end | charge (imperial) | charge (metric) | units | Notes
electric | customer | [9 empty] | 51.72 | 51.72 | $/month
electric | energy |  | 0 | 0 | 1 | 12 | 0 | 24 | 0 | 6 | 0.02878 | 0.02878 | $/kWh | Assumed a fixed rate contract at average annual LMP for Dallas zone
electric | demand | maximum | 0 | 0 | 1 | 12 | 0 | 24 | 0 | 6 | 5.5749 | 5.5749 | $/kW
gas | customer | [9 empty] | 970.75 | 970.75 | $/month
gas | energy |  | 0 | 0 | 1 | 12 | 0 | 24 | 0 | 6 | 0.02846 | 0.010051 | $/therm or $/m3 | Converted from MMBtu to therms
gas | energy |  | 15000 | 42475.2 | 1 | 12 | 0 | 24 | 0 | 6 | 0.02075 | 0.0073278 | $/therm or $/m3
gas | energy |  | 50000 | 141584 | 1 | 12 | 0 | 24 | 0 | 6 | 0.00327 | 0.0011548 | $/therm or $/m3

## 39000084001
utility | type | period | basic_charge_limit (imperial) | basic_charge_limit (metric) | month_start | month_end | hour_start | hour_end | weekday_start | weekday_end | charge (imperial) | charge (metric) | units | Notes
electric | customer | [9 empty] | 388.878 | 388.878 | $/month
electric | energy |  | 0 | 0 | 1 | 5 | 0 | 6 | 0 | 4 | 0.043323 | 0.043323 | $/kWh | Includes Riders GCR, TSA, GEN, and Fuel
electric | energy |  | 0 | 0 | 1 | 5 | 6 | 12 | 0 | 4 | 0.056254 | 0.056254 | $/kWh | Time-of-day option selected for Rider GEN
electric | energy |  | 0 | 0 | 1 | 5 | 12 | 18 | 0 | 4 | 0.067606 | 0.067606 | $/kWh
electric | energy |  | 0 | 0 | 1 | 5 | 18 | 22 | 0 | 4 | 0.056254 | 0.056254 | $/kWh
electric | energy |  | 0 | 0 | 1 | 5 | 22 | 24 | 0 | 4 | 0.043323 | 0.043323 | $/kWh
electric | energy |  | 0 | 0 | 6 | 8 | 0 | 6 | 0 | 4 | 0.050412 | 0.050412 | $/kWh
electric | energy |  | 0 | 0 | 6 | 8 | 6 | 12 | 0 | 4 | 0.059903 | 0.059903 | $/kWh
electric | energy |  | 0 | 0 | 6 | 8 | 12 | 18 | 0 | 4 | 0.081786 | 0.081786 | $/kWh
electric | energy |  | 0 | 0 | 6 | 8 | 18 | 22 | 0 | 4 | 0.059903 | 0.059903 | $/kWh
electric | energy |  | 0 | 0 | 6 | 8 | 22 | 24 | 0 | 4 | 0.050412 | 0.050412 | $/kWh
electric | energy |  | 0 | 0 | 9 | 12 | 0 | 6 | 0 | 4 | 0.043323 | 0.043323 | $/kWh
electric | energy |  | 0 | 0 | 9 | 12 | 6 | 12 | 0 | 4 | 0.056254 | 0.056254 | $/kWh
electric | energy |  | 0 | 0 | 9 | 12 | 12 | 18 | 0 | 4 | 0.067606 | 0.067606 | $/kWh
electric | energy |  | 0 | 0 | 9 | 12 | 18 | 22 | 0 | 4 | 0.056254 | 0.056254 | $/kWh
electric | energy |  | 0 | 0 | 9 | 12 | 22 | 24 | 0 | 4 | 0.043323 | 0.043323 | $/kWh
electric | energy |  | 0 | 0 | 1 | 5 | 0 | 24 | 5 | 6 | 0.043323 | 0.043323 | $/kWh
electric | energy |  | 0 | 0 | 6 | 8 | 0 | 24 | 5 | 6 | 0.050412 | 0.050412 | $/kWh
electric | energy |  | 0 | 0 | 9 | 12 | 0 | 24 | 5 | 6 | 0.043323 | 0.043323 | $/kWh
electric | demand | maximum | 0 | 0 | 1 | 12 | 0 | 24 | 0 | 6 | 3.3652 | 3.3652 | $/kW | Includes Delivery Capital Recovery Rider
gas | customer | [9 empty] | 60 | 60 | $/month
gas | energy |  | 0 | 0 | 1 | 12 | 0 | 24 | 0 | 6 | 0.66027 | 0.23317 | $/therm or $/m3 | Converted from MCF to therm
gas | energy |  | 1037 | 2936.4522 | 1 | 12 | 0 | 24 | 0 | 6 | 0.63327 | 0.22364 | $/therm or $/m3
gas | energy |  | 5185 | 14682.2608 | 1 | 12 | 0 | 24 | 0 | 6 | 0.6188 | 0.21853 | $/therm or $/m3

## 36003169012
utility | type | period | basic_charge_limit (imperial) | basic_charge_limit (metric) | month_start | month_end | hour_start | hour_end | weekday_start | weekday_end | charge (imperial) | charge (metric) | units | Notes
electric | customer | [9 empty] | 143.09 | 143.09 | $/month
electric | energy |  | 0 | 0 | 1 | 12 | 0 | 24 | 0 | 6 | 0.0079 | 0.0079 | $/kWh
electric | demand | winter-peak1 | 0 | 0 | 1 | 5 | 8 | 22 | 0 | 4 | 13.96 | 13.96 | $/kW
electric | demand | winter-all-hours1 | 0 | 0 | 1 | 5 | 0 | 24 | 0 | 6 | 4.21 | 4.21 | $/kW
electric | demand | summer-peak | 0 | 0 | 6 | 9 | 8 | 22 | 0 | 4 | 18.44 | 18.44 | $/kW
electric | demand | summer-super-peak | 0 | 0 | 6 | 9 | 8 | 18 | 0 | 4 | 9.15 | 9.15 | $/kW
electric | demand | summer-all-hours | 0 | 0 | 6 | 9 | 0 | 24 | 0 | 6 | 16.66 | 16.66 | $/kW
electric | demand | winter-peak2 | 0 | 0 | 10 | 12 | 8 | 22 | 0 | 4 | 13.96 | 13.96 | $/kW
electric | demand | winter-all-hours2 | 0 | 0 | 10 | 12 | 0 | 24 | 0 | 6 | 4.21 | 4.21 | $/kW
gas | energy |  | 0 | 0 | 1 | 12 | 0 | 24 | 0 | 6 | 32.9 | 11.6185 | $/therm or $/m3
gas | energy |  | 3 | 8.495 | 1 | 12 | 0 | 24 | 0 | 6 | 0.9223 | 0.32571 | $/therm or $/m3
gas | energy |  | 90 | 254.8512 | 1 | 12 | 0 | 24 | 0 | 6 | 0.484 | 0.17092 | $/therm or $/m3
gas | energy |  | 3000 | 8495.04 | 1 | 12 | 0 | 24 | 0 | 6 | 0.3335 | 0.11777 | $/therm or $/m3

## 39001792001
utility | type | period | basic_charge_limit (imperial) | basic_charge_limit (metric) | month_start | month_end | hour_start | hour_end | weekday_start | weekday_end | charge (imperial) | charge (metric) | units | Notes
electric | customer | [9 empty] | 138.5 | 138.5 | $/month
electric | energy |  | 0 | 0 | 1 | 12 | 0 | 24 | 0 | 6 | 0.04025 | 0.04025 | $/kWh | Generation Energy and Capacity Riders
electric | demand | maximum | 0 | 0 | 1 | 12 | 0 | 24 | 0 | 6 | 6.72 | 6.72 | $/kW

## 6002032003
utility | type | period | basic_charge_limit (imperial) | basic_charge_limit (metric) | month_start | month_end | hour_start | hour_end | weekday_start | weekday_end | charge (imperial) | charge (metric) | units | Notes
electric | customer | [9 empty] | 1514.6622 | 1514.6622 | $/month | Estimated from multiplying cost of 1 meter for 1 day by 30 days
electric | demand | peak-summer | 0 | 0 | 6 | 9 | 16 | 21 | 0 | 6 | 26.8 | 26.8 | $/kW
electric | demand | part-peak-summer | 0 | 0 | 6 | 9 | 14 | 16 | 0 | 6 | 5.32 | 5.32 | $/kW
electric | demand | part-peak-summer | 0 | 0 | 6 | 9 | 21 | 23 | 0 | 6 | 5.32 | 5.32 | $/kW
electric | demand | maximum | 0 | 0 | 1 | 12 | 0 | 24 | 0 | 6 | 20.7 | 20.7 | $/kW
electric | demand | peak-winter1 | 0 | 0 | 1 | 5 | 16 | 21 | 0 | 6 | 1.78 | 1.78 | $/kW
electric | demand | peak-winter2 | 0 | 0 | 10 | 12 | 16 | 21 | 0 | 6 | 1.78 | 1.78 | $/kW
electric | energy |  | 0 | 0 | 6 | 9 | 0 | 14 | 0 | 6 | 0.09816 | 0.09816 | $/kWh
electric | energy |  | 0 | 0 | 6 | 9 | 14 | 16 | 0 | 6 | 0.11735 | 0.11735 | $/kWh
electric | energy |  | 0 | 0 | 6 | 9 | 16 | 21 | 0 | 6 | 0.14484 | 0.14484 | $/kWh
electric | energy |  | 0 | 0 | 6 | 9 | 21 | 23 | 0 | 6 | 0.11735 | 0.11735 | $/kWh
electric | energy |  | 0 | 0 | 6 | 9 | 23 | 24 | 0 | 6 | 0.09816 | 0.09816 | $/kWh
electric | energy |  | 0 | 0 | 1 | 2 | 0 | 16 | 0 | 6 | 0.09822 | 0.09822 | $/kWh
electric | energy |  | 0 | 0 | 1 | 2 | 21 | 24 | 0 | 6 | 0.09822 | 0.09822 | $/kWh
electric | energy |  | 0 | 0 | 1 | 5 | 16 | 21 | 0 | 6 | 0.12734 | 0.12734 | $/kWh
electric | energy |  | 0 | 0 | 3 | 5 | 0 | 9 | 0 | 6 | 0.09822 | 0.09822 | $/kWh
electric | energy |  | 0 | 0 | 3 | 5 | 9 | 14 | 0 | 6 | 0.0569 | 0.0569 | $/kWh
electric | energy |  | 0 | 0 | 3 | 5 | 14 | 16 | 0 | 6 | 0.09822 | 0.09822 | $/kWh
electric | energy |  | 0 | 0 | 3 | 5 | 21 | 24 | 0 | 6 | 0.09822 | 0.09822 | $/kWh
electric | energy |  | 0 | 0 | 10 | 12 | 0 | 16 | 0 | 6 | 0.09822 | 0.09822 | $/kWh
electric | energy |  | 0 | 0 | 10 | 12 | 21 | 24 | 0 | 6 | 0.09822 | 0.09822 | $/kWh
electric | energy |  | 0 | 0 | 10 | 12 | 16 | 21 | 0 | 6 | 0.12734 | 0.12734 | $/kWh
gas | customer | [9 empty] | 148.6554 | 148.6554 | $/month | Estimated from multiplying cost for 1 day by 30 days
gas | energy |  | 0 | 0 | 1 | 3 | 0 | 24 | 0 | 6 | 1.6874 | 0.59589 | $/therm or $/m3
gas | energy |  | 0 | 0 | 4 | 10 | 0 | 24 | 0 | 6 | 1.5403 | 0.54396 | $/therm or $/m3
gas | energy |  | 0 | 0 | 11 | 12 | 0 | 24 | 0 | 6 | 1.6874 | 0.59589 | $/therm or $/m3
gas | energy |  | 4000 | 11326.72 | 1 | 3 | 0 | 24 | 0 | 6 | 1.3126 | 0.46354 | $/therm or $/m3
gas | energy |  | 4000 | 11326.72 | 4 | 10 | 0 | 24 | 0 | 6 | 1.2242 | 0.43232 | $/therm or $/m3
gas | energy |  | 4000 | 11326.72 | 11 | 12 | 0 | 24 | 0 | 6 | 1.3126 | 0.46354 | $/therm or $/m3

## 6002036001
utility | type | period | basic_charge_limit (imperial) | basic_charge_limit (metric) | month_start | month_end | hour_start | hour_end | weekday_start | weekday_end | charge (imperial) | charge (metric) | units | Notes
electric | customer | [9 empty] | 1514.6622 | 1514.6622 | $/month | Estimated from multiplying cost of 1 meter for 1 day by 30 days
electric | demand | peak-summer | 0 | 0 | 6 | 9 | 16 | 21 | 0 | 6 | 26.8 | 26.8 | $/kW
electric | demand | part-peak-summer | 0 | 0 | 6 | 9 | 14 | 16 | 0 | 6 | 5.32 | 5.32 | $/kW
electric | demand | part-peak-summer | 0 | 0 | 6 | 9 | 21 | 23 | 0 | 6 | 5.32 | 5.32 | $/kW
electric | demand | maximum | 0 | 0 | 1 | 12 | 0 | 24 | 0 | 6 | 20.7 | 20.7 | $/kW
electric | demand | peak-winter1 | 0 | 0 | 1 | 5 | 16 | 21 | 0 | 6 | 1.78 | 1.78 | $/kW
electric | demand | peak-winter2 | 0 | 0 | 10 | 12 | 16 | 21 | 0 | 6 | 1.78 | 1.78 | $/kW
electric | energy |  | 0 | 0 | 6 | 9 | 0 | 14 | 0 | 6 | 0.09816 | 0.09816 | $/kWh
electric | energy |  | 0 | 0 | 6 | 9 | 14 | 16 | 0 | 6 | 0.11735 | 0.11735 | $/kWh
electric | energy |  | 0 | 0 | 6 | 9 | 16 | 21 | 0 | 6 | 0.14484 | 0.14484 | $/kWh
electric | energy |  | 0 | 0 | 6 | 9 | 21 | 23 | 0 | 6 | 0.11735 | 0.11735 | $/kWh
electric | energy |  | 0 | 0 | 6 | 9 | 23 | 24 | 0 | 6 | 0.09816 | 0.09816 | $/kWh
electric | energy |  | 0 | 0 | 1 | 2 | 0 | 16 | 0 | 6 | 0.09822 | 0.09822 | $/kWh
electric | energy |  | 0 | 0 | 1 | 2 | 21 | 24 | 0 | 6 | 0.09822 | 0.09822 | $/kWh
electric | energy |  | 0 | 0 | 1 | 5 | 16 | 21 | 0 | 6 | 0.12734 | 0.12734 | $/kWh
electric | energy |  | 0 | 0 | 3 | 5 | 0 | 9 | 0 | 6 | 0.09822 | 0.09822 | $/kWh
electric | energy |  | 0 | 0 | 3 | 5 | 9 | 14 | 0 | 6 | 0.0569 | 0.0569 | $/kWh
electric | energy |  | 0 | 0 | 3 | 5 | 14 | 16 | 0 | 6 | 0.09822 | 0.09822 | $/kWh
electric | energy |  | 0 | 0 | 3 | 5 | 21 | 24 | 0 | 6 | 0.09822 | 0.09822 | $/kWh
electric | energy |  | 0 | 0 | 10 | 12 | 0 | 16 | 0 | 6 | 0.09822 | 0.09822 | $/kWh
electric | energy |  | 0 | 0 | 10 | 12 | 21 | 24 | 0 | 6 | 0.09822 | 0.09822 | $/kWh
electric | energy |  | 0 | 0 | 10 | 12 | 16 | 21 | 0 | 6 | 0.12734 | 0.12734 | $/kWh
gas | customer | [9 empty] | 148.6554 | 148.6554 | $/month | Estimated from multiplying cost for 1 day by 30 days
gas | energy |  | 0 | 0 | 1 | 3 | 0 | 24 | 0 | 6 | 1.6874 | 0.59589 | $/therm or $/m3
gas | energy |  | 0 | 0 | 4 | 10 | 0 | 24 | 0 | 6 | 1.5403 | 0.54396 | $/therm or $/m3
gas | energy |  | 0 | 0 | 11 | 12 | 0 | 24 | 0 | 6 | 1.6874 | 0.59589 | $/therm or $/m3
gas | energy |  | 4000 | 11326.72 | 1 | 3 | 0 | 24 | 0 | 6 | 1.3126 | 0.46354 | $/therm or $/m3
gas | energy |  | 4000 | 11326.72 | 4 | 10 | 0 | 24 | 0 | 6 | 1.2242 | 0.43232 | $/therm or $/m3
gas | energy |  | 4000 | 11326.72 | 11 | 12 | 0 | 24 | 0 | 6 | 1.3126 | 0.46354 | $/therm or $/m3

## 26004005011
utility | type | period | basic_charge_limit (imperial) | basic_charge_limit (metric) | month_start | month_end | hour_start | hour_end | weekday_start | weekday_end | charge (imperial) | charge (metric) | units | Notes
electric | customer | [9 empty] | 13.67 | 13.67 | $/month | Estimated from multiplying cost of 1 meter for 1 day by 30 days
electric | demand | off-peak | 0 | 0 | 1 | 12 | 0 | 11 | 0 | 4 | 7.5756 | 7.5756 | $/kW
electric | demand | on-peak | 0 | 0 | 1 | 12 | 11 | 19 | 0 | 4 | 34.09 | 34.09 | $/kW
electric | demand | off-peak | 0 | 0 | 1 | 12 | 19 | 24 | 0 | 4 | 7.5756 | 7.5756 | $/kW
electric | demand | off-peak | 0 | 0 | 1 | 12 | 0 | 24 | 5 | 6 | 7.5756 | 7.5756 | $/kW
electric | energy |  | 0 | 0 | 1 | 12 | 0 | 24 | 0 | 6 | 0.04171 | 0.04171 | $/kWh

## 29001011001
utility | type | period | basic_charge_limit (imperial) | basic_charge_limit (metric) | month_start | month_end | hour_start | hour_end | weekday_start | weekday_end | charge (imperial) | charge (metric) | units | Notes
electric | customer | [9 empty] | 1149.23 | 1149.23 | $/month
electric | energy |  | 0 | 0 | 1 | 5 | 0 | 24 | 0 | 6 | 0.07412 | 0.07412 | $/kWh
electric | energy |  | 0 | 0 | 6 | 9 | 0 | 24 | 0 | 6 | 0.08744 | 0.08744 | $/kWh
electric | energy |  | 0 | 0 | 10 | 12 | 0 | 24 | 0 | 6 | 0.07412 | 0.07412 | $/kWh
electric | demand | winter1 | 0 | 0 | 1 | 5 | 0 | 24 | 0 | 6 | 9.915 | 9.915 | $/kW
electric | demand | summer | 0 | 0 | 6 | 9 | 0 | 24 | 0 | 6 | 14.589 | 14.589 | $/kW
electric | demand | winter2 | 0 | 0 | 10 | 12 | 0 | 24 | 0 | 6 | 9.915 | 9.915 | $/kW
electric | demand | winter1 | 2500 | 2500 | 1 | 5 | 0 | 24 | 0 | 6 | 7.74 | 7.74 | $/kW
electric | demand | summer | 2500 | 2500 | 6 | 9 | 0 | 24 | 0 | 6 | 11.672 | 11.672 | $/kW
electric | demand | winter2 | 2500 | 2500 | 10 | 12 | 0 | 24 | 0 | 6 | 7.74 | 7.74 | $/kW
electric | demand | winter1 | 5000 | 5000 | 1 | 5 | 0 | 24 | 0 | 6 | 6.827 | 6.827 | $/kW
electric | demand | summer | 5000 | 5000 | 6 | 9 | 0 | 24 | 0 | 6 | 9.776 | 9.776 | $/kW
electric | demand | winter2 | 5000 | 5000 | 10 | 12 | 0 | 24 | 0 | 6 | 6.827 | 6.827 | $/kW
electric | demand | winter1 | 7500 | 7500 | 1 | 5 | 0 | 24 | 0 | 6 | 5.257 | 5.257 | $/kW
electric | demand | summer | 7500 | 7500 | 6 | 9 | 0 | 24 | 0 | 6 | 7.138 | 7.138 | $/kW
electric | demand | winter2 | 7500 | 7500 | 10 | 12 | 0 | 24 | 0 | 6 | 5.257 | 5.257 | $/kW

## 6004009003
gas | type | period | basic_charge_limit (imperial) | basic_charge_limit (metric) | month_start | month_end | hour_start | hour_end | weekday_start | weekday_end | charge (imperial) | charge (metric) | units | Notes
electric | customer | [9 empty] | 373.12 | 373.12 | $/month | Assumed 2 to 50 kV (typical primary voltage)
electric | demand | peak-summer | 0 | 0 | 6 | 9 | 16 | 21 | 0 | 4 | 4.13 | 4.13 | $/kW | Had to choose between high demand or high energy charges (Option D or Option E)
electric | demand | part-peak-winter1 | 0 | 0 | 1 | 5 | 16 | 21 | 0 | 4 | 1.03 | 1.03 | $/kW | This is hgh energy, low demand
electric | demand | part-peak-winter2 | 0 | 0 | 10 | 12 | 16 | 21 | 0 | 4 | 1.03 | 1.03 | $/kW
electric | demand | maximum | 0 | 0 | 1 | 12 | 0 | 24 | 0 | 6 | 11.26 | 11.26 | $/kW
electric | energy |  | 0 | 0 | 6 | 9 | 16 | 21 | 0 | 4 | 0.50403 | 0.50403 | $/kWh | Includes delivery and generation service
electric | energy |  | 0 | 0 | 6 | 9 | 0 | 16 | 0 | 6 | 0.12291 | 0.12291 | $/kWh
electric | energy |  | 0 | 0 | 6 | 9 | 21 | 24 | 0 | 6 | 0.12291 | 0.12291 | $/kWh
electric | energy |  | 0 | 0 | 6 | 9 | 16 | 21 | 5 | 6 | 0.185 | 0.185 | $/kWh
electric | energy |  | 0 | 0 | 1 | 5 | 16 | 21 | 0 | 6 | 0.15716 | 0.15716 | $/kWh
electric | energy |  | 0 | 0 | 1 | 5 | 0 | 8 | 0 | 6 | 0.09174 | 0.09174 | $/kWh
electric | energy |  | 0 | 0 | 1 | 5 | 21 | 24 | 0 | 6 | 0.09174 | 0.09174 | $/kWh
electric | energy |  | 0 | 0 | 1 | 5 | 8 | 16 | 0 | 6 | 0.08717 | 0.08717 | $/kWh
electric | energy |  | 0 | 0 | 10 | 12 | 16 | 21 | 0 | 6 | 0.15716 | 0.15716 | $/kWh
electric | energy |  | 0 | 0 | 10 | 12 | 0 | 8 | 0 | 6 | 0.09174 | 0.09174 | $/kWh
electric | energy |  | 0 | 0 | 10 | 12 | 21 | 24 | 0 | 6 | 0.09174 | 0.09174 | $/kWh
electric | energy |  | 0 | 0 | 10 | 12 | 8 | 16 | 0 | 6 | 0.08717 | 0.08717 | $/kWh

## 34001030001
utility | type | period | basic_charge_limit (imperial) | basic_charge_limit (metric) | month_start | month_end | hour_start | hour_end | weekday_start | weekday_end | charge (imperial) | charge (metric) | units | Notes
electric | customer | [9 empty] | 392.35 | 392.35 | $/month
electric | energy |  | 0 | 0 | 1 | 12 | 0 | 24 | 0 | 6 | 0 | 0 | $/kWh | This really is zero
electric | demand | annual | 0 | 0 | 1 | 12 | 0 | 24 | 0 | 6 | 1.7531 | 1.7531 | $/kW | Assumed primary voltage
electric | demand | summer | 0 | 0 | 6 | 9 | 7 | 21 | 0 | 4 | 9.7321 | 9.7321 | $/kW
gas | customer | [9 empty] | 17.75 | 17.75 | $/month
gas | energy |  | 0 | 0 | 1 | 12 | 0 | 24 | 0 | 6 | 0.32506 | 0.11479 | $/therm or $/m3

## 39008260001
utility | type | period | basic_charge_limit (imperial) | basic_charge_limit (metric) | month_start | month_end | hour_start | hour_end | weekday_start | weekday_end | charge (imperial) | charge (metric) | units | Notes
electric | customer | [9 empty] | 150 | 150 | $/month
electric | demand | maximum | 0 | 0 | 1 | 12 | 0 | 24 | 0 | 6 | 2.2861 | 2.2861 | $/kW | Includes Delivery Capital Recovery Rider
electric | energy |  | 0 | 0 | 1 | 5 | 0 | 6 | 0 | 4 | 0.040005 | 0.040005 | $/kWh | Includes Riders GCR, TSA, GEN, and Fuel
electric | energy |  | 0 | 0 | 1 | 5 | 6 | 12 | 0 | 4 | 0.052936 | 0.052936 | $/kWh | Time-of-day option selected for Rider GEN
electric | energy |  | 0 | 0 | 1 | 5 | 12 | 18 | 0 | 4 | 0.064288 | 0.064288 | $/kWh
electric | energy |  | 0 | 0 | 1 | 5 | 18 | 22 | 0 | 4 | 0.052936 | 0.052936 | $/kWh
electric | energy |  | 0 | 0 | 1 | 5 | 22 | 24 | 0 | 4 | 0.040005 | 0.040005 | $/kWh
electric | energy |  | 0 | 0 | 6 | 8 | 0 | 6 | 0 | 4 | 0.047094 | 0.047094 | $/kWh
electric | energy |  | 0 | 0 | 6 | 8 | 6 | 12 | 0 | 4 | 0.056585 | 0.056585 | $/kWh
electric | energy |  | 0 | 0 | 6 | 8 | 12 | 18 | 0 | 4 | 0.078468 | 0.078468 | $/kWh
electric | energy |  | 0 | 0 | 6 | 8 | 18 | 22 | 0 | 4 | 0.056585 | 0.056585 | $/kWh
electric | energy |  | 0 | 0 | 6 | 8 | 22 | 24 | 0 | 4 | 0.047094 | 0.047094 | $/kWh
electric | energy |  | 0 | 0 | 9 | 12 | 0 | 6 | 0 | 4 | 0.040005 | 0.040005 | $/kWh
electric | energy |  | 0 | 0 | 9 | 12 | 6 | 12 | 0 | 4 | 0.052936 | 0.052936 | $/kWh
electric | energy |  | 0 | 0 | 9 | 12 | 12 | 18 | 0 | 4 | 0.064288 | 0.064288 | $/kWh
electric | energy |  | 0 | 0 | 9 | 12 | 18 | 22 | 0 | 4 | 0.052936 | 0.052936 | $/kWh
electric | energy |  | 0 | 0 | 9 | 12 | 22 | 24 | 0 | 4 | 0.040005 | 0.040005 | $/kWh
electric | energy |  | 0 | 0 | 1 | 5 | 0 | 24 | 5 | 6 | 0.040005 | 0.040005 | $/kWh
electric | energy |  | 0 | 0 | 6 | 8 | 0 | 24 | 5 | 6 | 0.047094 | 0.047094 | $/kWh
electric | energy |  | 0 | 0 | 9 | 12 | 0 | 24 | 5 | 6 | 0.040005 | 0.040005 | $/kWh
gas | customer | [9 empty] | 559.53 | 559.53 | $/month
gas | energy |  | 0 | 0 | 1 | 12 | 0 | 24 | 0 | 6 | 0.035557 | 0.012557 | $/therm or $/m3
gas | energy |  | 21740 | 61560.7232 | 1 | 12 | 0 | 24 | 0 | 6 | 0.021803 | 0.0076997 | $/therm or $/m3
gas | energy |  | 163050 | 461705.424 | 1 | 12 | 0 | 24 | 0 | 6 | 0.019025 | 0.0067186 | $/therm or $/m3
gas | energy |  | 1087000 | 3078036.16 | 1 | 12 | 0 | 24 | 0 | 6 | 0.015041 | 0.0053118 | $/therm or $/m3

## 36008024001
utility | type | period | basic_charge_limit (imperial) | basic_charge_limit (metric) | month_start | month_end | hour_start | hour_end | weekday_start | weekday_end | charge (imperial) | charge (metric) | units | Notes
electric | customer | [9 empty] | 2000 | 2000 | $/month
electric | energy |  | 0 | 0 | 1 | 12 | 0 | 24 | 0 | 6 | 0.04932 | 0.04932 | $/kWh | Had to use an average since rates are defined each day at 4 PM
electric | demand | annual | 0 | 0 | 1 | 12 | 0 | 24 | 0 | 6 | 10.77 | 10.77 | $/kW

## 36002001010
utility | type | period | basic_charge_limit (imperial) | basic_charge_limit (metric) | month_start | month_end | hour_start | hour_end | weekday_start | weekday_end | charge (imperial) | charge (metric) | units | Notes
electric | customer | [9 empty] | 143.09 | 143.09 | $/month
electric | energy |  | 0 | 0 | 1 | 12 | 0 | 24 | 0 | 6 | 0.0079 | 0.0079 | $/kWh
electric | demand | winter-peak1 | 0 | 0 | 1 | 5 | 8 | 22 | 0 | 4 | 13.96 | 13.96 | $/kW
electric | demand | winter-all-hours1 | 0 | 0 | 1 | 5 | 0 | 24 | 0 | 6 | 4.21 | 4.21 | $/kW
electric | demand | summer-peak | 0 | 0 | 6 | 9 | 8 | 22 | 0 | 4 | 18.44 | 18.44 | $/kW
electric | demand | summer-super-peak | 0 | 0 | 6 | 9 | 8 | 18 | 0 | 4 | 9.15 | 9.15 | $/kW
electric | demand | summer-all-hours | 0 | 0 | 6 | 9 | 0 | 24 | 0 | 6 | 16.66 | 16.66 | $/kW
electric | demand | winter-peak2 | 0 | 0 | 10 | 12 | 8 | 22 | 0 | 4 | 13.96 | 13.96 | $/kW
electric | demand | winter-all-hours2 | 0 | 0 | 10 | 12 | 0 | 24 | 0 | 6 | 4.21 | 4.21 | $/kW
gas | energy |  | 0 | 0 | 1 | 12 | 0 | 24 | 0 | 6 | 250 | 88.2868 | $/therm or $/m3
gas | energy |  | 10 | 28.3168 | 1 | 12 | 0 | 24 | 0 | 6 | 0.2632 | 0.092948 | $/therm or $/m3

## 13000012004
utility | type | period | basic_charge_limit (imperial) | basic_charge_limit (metric) | month_start | month_end | hour_start | hour_end | weekday_start | weekday_end | charge (imperial) | charge (metric) | units | Notes
electric | customer | [9 empty] | 230 | 230 | $/month
electric | energy |  | 0 | 0 | 1 | 5 | 0 | 24 | 0 | 6 | 0.15961 | 0.15961 | $/kWh | Includes Fuel Cost Recovery Schedule: "FCR-25"
electric | energy |  | 3000 | 3000 | 1 | 5 | 0 | 24 | 0 | 6 | 0.14705 | 0.14705 | $/kWh
electric | energy |  | 10000 | 10000 | 1 | 5 | 0 | 24 | 0 | 6 | 0.12906 | 0.12906 | $/kWh
electric | energy |  | 200000 | 200000 | 1 | 5 | 0 | 24 | 0 | 6 | 0.10516 | 0.10516 | $/kWh
electric | energy |  | 1276333.3333 | 1276333.3333 | 1 | 5 | 0 | 24 | 0 | 6 | 0.038568 | 0.038568 | $/kWh
electric | energy |  | 2552666.6667 | 2552666.6667 | 1 | 5 | 0 | 24 | 0 | 6 | 0.035159 | 0.035159 | $/kWh
electric | energy |  | 3829000 | 3829000 | 1 | 5 | 0 | 24 | 0 | 6 | 0.032551 | 0.032551 | $/kWh
electric | energy |  | 0 | 0 | 6 | 9 | 0 | 24 | 0 | 6 | 0.15992 | 0.15992 | $/kWh
electric | energy |  | 3000 | 3000 | 6 | 9 | 0 | 24 | 0 | 6 | 0.14736 | 0.14736 | $/kWh
electric | energy |  | 10000 | 10000 | 6 | 9 | 0 | 24 | 0 | 6 | 0.12937 | 0.12937 | $/kWh
electric | energy |  | 200000 | 200000 | 6 | 9 | 0 | 24 | 0 | 6 | 0.10547 | 0.10547 | $/kWh
electric | energy |  | 1276333.3333 | 1276333.3333 | 6 | 9 | 0 | 24 | 0 | 6 | 0.03888 | 0.03888 | $/kWh
electric | energy |  | 2552666.6667 | 2552666.6667 | 6 | 9 | 0 | 24 | 0 | 6 | 0.035471 | 0.035471 | $/kWh
electric | energy |  | 3829000 | 3829000 | 6 | 9 | 0 | 24 | 0 | 6 | 0.032863 | 0.032863 | $/kWh
electric | energy |  | 0 | 0 | 10 | 12 | 0 | 24 | 0 | 6 | 0.15961 | 0.15961 | $/kWh
electric | energy |  | 3000 | 3000 | 10 | 12 | 0 | 24 | 0 | 6 | 0.14705 | 0.14705 | $/kWh
electric | energy |  | 10000 | 10000 | 10 | 12 | 0 | 24 | 0 | 6 | 0.12906 | 0.12906 | $/kWh
electric | energy |  | 200000 | 200000 | 10 | 12 | 0 | 24 | 0 | 6 | 0.10516 | 0.10516 | $/kWh
electric | energy |  | 1276333.3333 | 1276333.3333 | 10 | 12 | 0 | 24 | 0 | 6 | 0.038568 | 0.038568 | $/kWh
electric | energy |  | 2552666.6667 | 2552666.6667 | 10 | 12 | 0 | 24 | 0 | 6 | 0.035159 | 0.035159 | $/kWh
electric | energy |  | 3829000 | 3829000 | 10 | 12 | 0 | 24 | 0 | 6 | 0.032551 | 0.032551 | $/kWh
electric | demand | maximum | 0 | 0 | 1 | 12 | 0 | 24 | 0 | 6 | 9.7 | 9.7 | $/kW
gas | customer | [9 empty] | 1263.96 | 1263.96 | $/month
gas | energy |  | 0 | 0 | 1 | 12 | 0 | 24 | 0 | 6 | 1.1292 | 0.39877 | $/therm or $/m3

## 6008022001
utility | type | period | basic_charge_limit (imperial) | basic_charge_limit (metric) | month_start | month_end | hour_start | hour_end | weekday_start | weekday_end | charge (imperial) | charge (metric) | units | Notes
electric | customer | [9 empty] | 373.12 | 373.12 | $/month | Assumed 2 to 50 kV (typical primary voltage)
electric | demand | peak-summer | 0 | 0 | 6 | 9 | 16 | 21 | 0 | 4 | 4.13 | 4.13 | $/kW | Had to choose between high demand or high energy charges (Option D or Option E)
electric | demand | part-peak-winter1 | 0 | 0 | 1 | 5 | 16 | 21 | 0 | 4 | 1.03 | 1.03 | $/kW | This is hgh energy, low demand
electric | demand | part-peak-winter2 | 0 | 0 | 10 | 12 | 16 | 21 | 0 | 4 | 1.03 | 1.03 | $/kW
electric | demand | maximum | 0 | 0 | 1 | 12 | 0 | 24 | 0 | 6 | 11.26 | 11.26 | $/kW
electric | energy |  | 0 | 0 | 6 | 9 | 16 | 21 | 0 | 4 | 0.50403 | 0.50403 | $/kWh | Includes delivery and generation service
electric | energy |  | 0 | 0 | 6 | 9 | 0 | 16 | 0 | 6 | 0.12291 | 0.12291 | $/kWh
electric | energy |  | 0 | 0 | 6 | 9 | 21 | 24 | 0 | 6 | 0.12291 | 0.12291 | $/kWh
electric | energy |  | 0 | 0 | 6 | 9 | 16 | 21 | 5 | 6 | 0.185 | 0.185 | $/kWh
electric | energy |  | 0 | 0 | 1 | 5 | 16 | 21 | 0 | 6 | 0.15716 | 0.15716 | $/kWh
electric | energy |  | 0 | 0 | 1 | 5 | 0 | 8 | 0 | 6 | 0.09174 | 0.09174 | $/kWh
electric | energy |  | 0 | 0 | 1 | 5 | 21 | 24 | 0 | 6 | 0.09174 | 0.09174 | $/kWh
electric | energy |  | 0 | 0 | 1 | 5 | 8 | 16 | 0 | 6 | 0.08717 | 0.08717 | $/kWh
electric | energy |  | 0 | 0 | 10 | 12 | 16 | 21 | 0 | 6 | 0.15716 | 0.15716 | $/kWh
electric | energy |  | 0 | 0 | 10 | 12 | 0 | 8 | 0 | 6 | 0.09174 | 0.09174 | $/kWh
electric | energy |  | 0 | 0 | 10 | 12 | 21 | 24 | 0 | 6 | 0.09174 | 0.09174 | $/kWh
electric | energy |  | 0 | 0 | 10 | 12 | 8 | 16 | 0 | 6 | 0.08717 | 0.08717 | $/kWh
gas | customer | [9 empty] | 14.7945 | 14.7945 | $/month | Estimated from multiplying cost of 1 meter for 1 day by 30 days
gas | energy |  | 0 | 0 | 1 | 12 | 0 | 24 | 0 | 6 | 1.6166 | 0.5709 | $/therm or $/m3
gas | energy |  | 250 | 707.92 | 1 | 12 | 0 | 24 | 0 | 6 | 1.1773 | 0.41576 | $/therm or $/m3
gas | energy |  | 4167 | 11799.6106 | 1 | 12 | 0 | 24 | 0 | 6 | 0.88276 | 0.31174 | $/therm or $/m3

## 32000200820
utility | type | period | basic_charge_limit (imperial) | basic_charge_limit (metric) | month_start | month_end | hour_start | hour_end | weekday_start | weekday_end | charge (imperial) | charge (metric) | units | Notes
electric | customer | [9 empty] | 214.1 | 214.1 | $/month
electric | energy |  | 0 | 0 | 1 | 5 | 0 | 24 | 0 | 6 | 0.04591 | 0.04591 | $/kWh
electric | energy |  | 0 | 0 | 6 | 9 | 0 | 10 | 0 | 6 | 0.04428 | 0.04428 | $/kWh
electric | energy |  | 0 | 0 | 6 | 9 | 10 | 13 | 0 | 6 | 0.05612 | 0.05612 | $/kWh
electric | energy |  | 0 | 0 | 6 | 9 | 13 | 19 | 0 | 6 | 0.08168 | 0.08168 | $/kWh
electric | energy |  | 0 | 0 | 6 | 9 | 19 | 22 | 0 | 6 | 0.05612 | 0.05612 | $/kWh
electric | energy |  | 0 | 0 | 6 | 9 | 22 | 24 | 0 | 6 | 0.04428 | 0.04428 | $/kWh
electric | energy |  | 0 | 0 | 10 | 12 | 0 | 24 | 0 | 6 | 0.04591 | 0.04591 | $/kWh
electric | demand | winter1 | 0 | 0 | 1 | 5 | 0 | 24 | 0 | 6 | 3.58 | 3.58 | $/kW
electric | demand | summer-off-peak | 0 | 0 | 6 | 9 | 0 | 10 | 0 | 6 | 2.73 | 2.73 | $/kW
electric | demand | summer-mid-peak | 0 | 0 | 6 | 9 | 10 | 13 | 0 | 6 | 6.09 | 6.09 | $/kW
electric | demand | summer-on-peak | 0 | 0 | 6 | 9 | 13 | 19 | 0 | 6 | 16.34 | 16.34 | $/kW
electric | demand | summer-mid-peak | 0 | 0 | 6 | 9 | 19 | 22 | 0 | 6 | 6.09 | 6.09 | $/kW
electric | demand | summer-off-peak | 0 | 0 | 6 | 9 | 22 | 24 | 0 | 6 | 2.73 | 2.73 | $/kW
electric | demand | winter2 | 0 | 0 | 10 | 12 | 0 | 24 | 0 | 6 | 3.58 | 3.58 | $/kW

## 47000940002
utility | type | period | basic_charge_limit (imperial) | basic_charge_limit (metric) | month_start | month_end | hour_start | hour_end | weekday_start | weekday_end | charge (imperial) | charge (metric) | units | Notes
electric | customer | [9 empty] | 2005.26 | 2005.26 | $/month
electric | energy |  | 0 | 0 | 1 | 1 | 0 | 4 | 0 | 4 | 0.06318 | 0.06318 | $/kWh | Includes TVA Fuel Cost Adjustment
electric | energy |  | 0 | 0 | 1 | 1 | 4 | 10 | 0 | 4 | 0.09011 | 0.09011 | $/kWh
electric | energy |  | 0 | 0 | 1 | 1 | 10 | 24 | 0 | 4 | 0.06318 | 0.06318 | $/kWh
electric | energy |  | 0 | 0 | 2 | 2 | 0 | 4 | 0 | 4 | 0.06229 | 0.06229 | $/kWh
electric | energy |  | 0 | 0 | 2 | 2 | 4 | 10 | 0 | 4 | 0.08922 | 0.08922 | $/kWh
electric | energy |  | 0 | 0 | 2 | 2 | 10 | 24 | 0 | 4 | 0.06229 | 0.06229 | $/kWh
electric | energy |  | 0 | 0 | 3 | 3 | 0 | 4 | 0 | 4 | 0.06303 | 0.06303 | $/kWh
electric | energy |  | 0 | 0 | 3 | 3 | 4 | 10 | 0 | 4 | 0.08996 | 0.08996 | $/kWh
electric | energy |  | 0 | 0 | 3 | 3 | 10 | 24 | 0 | 4 | 0.06303 | 0.06303 | $/kWh
electric | energy |  | 0 | 0 | 4 | 4 | 0 | 13 | 0 | 4 | 0.06806 | 0.06806 | $/kWh
electric | energy |  | 0 | 0 | 4 | 4 | 13 | 19 | 0 | 4 | 0.09499 | 0.09499 | $/kWh
electric | energy |  | 0 | 0 | 4 | 4 | 20 | 24 | 0 | 4 | 0.06806 | 0.06806 | $/kWh
electric | energy |  | 0 | 0 | 5 | 5 | 0 | 13 | 0 | 4 | 0.06476 | 0.06476 | $/kWh
electric | energy |  | 0 | 0 | 5 | 5 | 13 | 19 | 0 | 4 | 0.09169 | 0.09169 | $/kWh
electric | energy |  | 0 | 0 | 5 | 5 | 20 | 24 | 0 | 4 | 0.06476 | 0.06476 | $/kWh
electric | energy |  | 0 | 0 | 6 | 6 | 0 | 13 | 0 | 4 | 0.06484 | 0.06484 | $/kWh
electric | energy |  | 0 | 0 | 6 | 6 | 13 | 19 | 0 | 4 | 0.09177 | 0.09177 | $/kWh
electric | energy |  | 0 | 0 | 6 | 6 | 20 | 24 | 0 | 4 | 0.06484 | 0.06484 | $/kWh
electric | energy |  | 0 | 0 | 7 | 7 | 0 | 13 | 0 | 4 | 0.06663 | 0.06663 | $/kWh
electric | energy |  | 0 | 0 | 7 | 7 | 13 | 19 | 0 | 4 | 0.09356 | 0.09356 | $/kWh
electric | energy |  | 0 | 0 | 7 | 7 | 20 | 24 | 0 | 4 | 0.06663 | 0.06663 | $/kWh
electric | energy |  | 0 | 0 | 8 | 8 | 0 | 13 | 0 | 4 | 0.06634 | 0.06634 | $/kWh
electric | energy |  | 0 | 0 | 8 | 8 | 13 | 19 | 0 | 4 | 0.09327 | 0.09327 | $/kWh
electric | energy |  | 0 | 0 | 8 | 8 | 20 | 24 | 0 | 4 | 0.06634 | 0.06634 | $/kWh
electric | energy |  | 0 | 0 | 9 | 9 | 0 | 13 | 0 | 4 | 0.06557 | 0.06557 | $/kWh
electric | energy |  | 0 | 0 | 9 | 9 | 13 | 19 | 0 | 4 | 0.0925 | 0.0925 | $/kWh
electric | energy |  | 0 | 0 | 9 | 9 | 20 | 24 | 0 | 4 | 0.06557 | 0.06557 | $/kWh
electric | energy |  | 0 | 0 | 10 | 10 | 0 | 13 | 0 | 4 | 0.046603 | 0.046603 | $/kWh
electric | energy |  | 0 | 0 | 10 | 10 | 13 | 19 | 0 | 4 | 0.073533 | 0.073533 | $/kWh
electric | energy |  | 0 | 0 | 10 | 10 | 20 | 24 | 0 | 4 | 0.046603 | 0.046603 | $/kWh
electric | energy |  | 0 | 0 | 11 | 11 | 0 | 4 | 0 | 4 | 0.06973 | 0.06973 | $/kWh
electric | energy |  | 0 | 0 | 11 | 11 | 4 | 10 | 0 | 4 | 0.09666 | 0.09666 | $/kWh
electric | energy |  | 0 | 0 | 11 | 11 | 10 | 24 | 0 | 4 | 0.06973 | 0.06973 | $/kWh
electric | energy |  | 0 | 0 | 12 | 12 | 0 | 4 | 0 | 4 | 0.0715 | 0.0715 | $/kWh
electric | energy |  | 0 | 0 | 12 | 12 | 4 | 10 | 0 | 4 | 0.09843 | 0.09843 | $/kWh
electric | energy |  | 0 | 0 | 12 | 12 | 10 | 24 | 0 | 4 | 0.0715 | 0.0715 | $/kWh
electric | energy |  | 0 | 0 | 1 | 1 | 0 | 24 | 5 | 6 | 0.06318 | 0.06318 | $/kWh
electric | energy |  | 0 | 0 | 2 | 2 | 0 | 24 | 5 | 6 | 0.06229 | 0.06229 | $/kWh
electric | energy |  | 0 | 0 | 3 | 3 | 0 | 24 | 5 | 6 | 0.06303 | 0.06303 | $/kWh
electric | energy |  | 0 | 0 | 4 | 4 | 0 | 24 | 5 | 6 | 0.06806 | 0.06806 | $/kWh
electric | energy |  | 0 | 0 | 5 | 5 | 0 | 24 | 5 | 6 | 0.06476 | 0.06476 | $/kWh
electric | energy |  | 0 | 0 | 6 | 6 | 0 | 24 | 5 | 6 | 0.06484 | 0.06484 | $/kWh
electric | energy |  | 0 | 0 | 7 | 7 | 0 | 24 | 5 | 6 | 0.06663 | 0.06663 | $/kWh
electric | energy |  | 0 | 0 | 8 | 8 | 0 | 24 | 5 | 6 | 0.06634 | 0.06634 | $/kWh
electric | energy |  | 0 | 0 | 9 | 9 | 0 | 24 | 5 | 6 | 0.06557 | 0.06557 | $/kWh
electric | energy |  | 0 | 0 | 10 | 10 | 0 | 24 | 5 | 6 | 0.046603 | 0.046603 | $/kWh
electric | energy |  | 0 | 0 | 11 | 11 | 0 | 24 | 5 | 6 | 0.06973 | 0.06973 | $/kWh
electric | energy |  | 0 | 0 | 12 | 12 | 0 | 24 | 5 | 6 | 0.0715 | 0.0715 | $/kWh
electric | demand | winter-peak1 | 0 | 0 | 1 | 3 | 4 | 10 | 0 | 4 | 11.74 | 11.74 | $/kW
electric | demand | summer-peak | 0 | 0 | 4 | 10 | 13 | 19 | 0 | 4 | 11.74 | 11.74 | $/kW
electric | demand | winter-peak2 | 0 | 0 | 11 | 12 | 4 | 10 | 0 | 4 | 11.74 | 11.74 | $/kW
electric | demand | maximum | 0 | 0 | 1 | 12 | 0 | 24 | 0 | 6 | 5.6 | 5.6 | $/kW

## 47001016001
utility | type | period | basic_charge_limit (imperial) | basic_charge_limit (metric) | month_start | month_end | hour_start | hour_end | weekday_start | weekday_end | charge (imperial) | charge (metric) | units | Notes
electric | customer | [9 empty] | 2350 | 2350 | $/month
electric | energy |  | 0 | 0 | 1 | 1 | 0 | 4 | 0 | 4 | 0.08193 | 0.08193 | $/kWh | Includes TVA Fuel Cost Adjustment
electric | energy |  | 0 | 0 | 1 | 1 | 4 | 10 | 0 | 4 | 0.09327 | 0.09327 | $/kWh
electric | energy |  | 0 | 0 | 1 | 1 | 10 | 24 | 0 | 4 | 0.08193 | 0.08193 | $/kWh
electric | energy |  | 0 | 0 | 1 | 1 | 0 | 24 | 5 | 6 | 0.08193 | 0.08193 | $/kWh
electric | energy |  | 0 | 0 | 2 | 2 | 0 | 4 | 0 | 4 | 0.08104 | 0.08104 | $/kWh
electric | energy |  | 0 | 0 | 2 | 2 | 4 | 10 | 0 | 4 | 0.09238 | 0.09238 | $/kWh
electric | energy |  | 0 | 0 | 2 | 2 | 10 | 24 | 0 | 4 | 0.08104 | 0.08104 | $/kWh
electric | energy |  | 0 | 0 | 2 | 2 | 0 | 24 | 5 | 6 | 0.08104 | 0.08104 | $/kWh
electric | energy |  | 0 | 0 | 3 | 3 | 0 | 4 | 0 | 4 | 0.08178 | 0.08178 | $/kWh
electric | energy |  | 0 | 0 | 3 | 3 | 4 | 10 | 0 | 4 | 0.09312 | 0.09312 | $/kWh
electric | energy |  | 0 | 0 | 3 | 3 | 10 | 24 | 0 | 4 | 0.08178 | 0.08178 | $/kWh
electric | energy |  | 0 | 0 | 3 | 3 | 0 | 24 | 5 | 6 | 0.08178 | 0.08178 | $/kWh
electric | energy |  | 0 | 0 | 4 | 4 | 0 | 24 | 0 | 6 | 0.08427 | 0.08427 | $/kWh
electric | energy |  | 0 | 0 | 5 | 5 | 0 | 24 | 0 | 6 | 0.08097 | 0.08097 | $/kWh
electric | energy |  | 0 | 0 | 6 | 6 | 0 | 13 | 0 | 4 | 0.08137 | 0.06292 | $/kWh
electric | energy |  | 0 | 0 | 6 | 6 | 13 | 19 | 0 | 4 | 0.10628 | 0.08783 | $/kWh
electric | energy |  | 0 | 0 | 6 | 6 | 20 | 24 | 0 | 4 | 0.08137 | 0.06292 | $/kWh
electric | energy |  | 0 | 0 | 6 | 6 | 0 | 24 | 5 | 6 | 0.08137 | 0.06292 | $/kWh
electric | energy |  | 0 | 0 | 7 | 7 | 0 | 13 | 0 | 4 | 0.08316 | 0.06292 | $/kWh
electric | energy |  | 0 | 0 | 7 | 7 | 13 | 19 | 0 | 4 | 0.10807 | 0.08783 | $/kWh
electric | energy |  | 0 | 0 | 7 | 7 | 20 | 24 | 0 | 4 | 0.08316 | 0.06292 | $/kWh
electric | energy |  | 0 | 0 | 7 | 7 | 0 | 24 | 5 | 6 | 0.08316 | 0.06292 | $/kWh
electric | energy |  | 0 | 0 | 8 | 8 | 0 | 13 | 0 | 4 | 0.08287 | 0.06292 | $/kWh
electric | energy |  | 0 | 0 | 8 | 8 | 13 | 19 | 0 | 4 | 0.10778 | 0.08783 | $/kWh
electric | energy |  | 0 | 0 | 8 | 8 | 20 | 24 | 0 | 4 | 0.08287 | 0.06292 | $/kWh
electric | energy |  | 0 | 0 | 8 | 8 | 0 | 24 | 5 | 6 | 0.08287 | 0.06292 | $/kWh
electric | energy |  | 0 | 0 | 9 | 9 | 0 | 13 | 0 | 4 | 0.0821 | 0.06292 | $/kWh
electric | energy |  | 0 | 0 | 9 | 9 | 13 | 19 | 0 | 4 | 0.10701 | 0.08783 | $/kWh
electric | energy |  | 0 | 0 | 9 | 9 | 20 | 24 | 0 | 4 | 0.0821 | 0.06292 | $/kWh
electric | energy |  | 0 | 0 | 9 | 9 | 0 | 24 | 5 | 6 | 0.0821 | 0.06292 | $/kWh
electric | energy |  | 0 | 0 | 10 | 10 | 0 | 24 | 0 | 6 | 0.062813 | 0.0626 | $/kWh
electric | energy |  | 0 | 0 | 11 | 11 | 0 | 24 | 0 | 6 | 0.08594 | 0.0626 | $/kWh
electric | energy |  | 0 | 0 | 12 | 12 | 0 | 4 | 0 | 4 | 0.09025 | 0.06514 | $/kWh
electric | energy |  | 0 | 0 | 12 | 12 | 4 | 10 | 0 | 4 | 0.10159 | 0.07648 | $/kWh
electric | energy |  | 0 | 0 | 12 | 12 | 10 | 24 | 0 | 4 | 0.09025 | 0.06514 | $/kWh
electric | energy |  | 0 | 0 | 12 | 12 | 0 | 24 | 5 | 6 | 0.09025 | 0.06514 | $/kWh
electric | demand | winter-peak1 | 0 | 0 | 1 | 3 | 4 | 10 | 0 | 4 | 9.9 | 9.9 | $/kW
electric | demand | transition-peak1 | 0 | 0 | 4 | 5 | 13 | 19 | 0 | 4 | 9.9 | 9.9 | $/kW
electric | demand | summer-peak | 0 | 0 | 6 | 9 | 13 | 19 | 0 | 4 | 10.87 | 10.87 | $/kW
electric | demand | transition-peak1 | 0 | 0 | 10 | 11 | 13 | 19 | 0 | 4 | 9.9 | 9.9 | $/kW
electric | demand | winter-peak2 | 0 | 0 | 12 | 12 | 4 | 10 | 0 | 4 | 9.9 | 9.9 | $/kW
electric | demand | maximum | 0 | 0 | 1 | 12 | 0 | 24 | 0 | 6 | 5.38 | 5.38 | $/kW
gas | customer | [9 empty] | 800 | 800 | $/month
gas | demand | maximum | 0 | 0 | 1 | 12 | 0 | 24 | 0 | 6 | 0.8 | 0.28252 | $/therm/hr or $/m3/hr
gas | energy |  | 0 | 0 | 1 | 12 | 0 | 24 | 0 | 6 | 0.187 | 0.066039 | $/therm or $/m3
gas | energy |  | 15000 | 42475.2 | 1 | 12 | 0 | 24 | 0 | 6 | 0.168 | 0.059329 | $/therm or $/m3
gas | energy |  | 40000 | 113267.2 | 1 | 12 | 0 | 24 | 0 | 6 | 0.14 | 0.049441 | $/therm or $/m3
gas | energy |  | 90000 | 254851.2 | 1 | 12 | 0 | 24 | 0 | 6 | 0.08 | 0.028252 | $/therm or $/m3

## 12000017028
utility | type | period | basic_charge_limit (imperial) | basic_charge_limit (metric) | month_start | month_end | hour_start | hour_end | weekday_start | weekday_end | charge (imperial) | charge (metric) | units | Notes
electric | customer | [9 empty] | 283.03 | 283.03 | $/month
electric | energy |  | 0 | 0 | 1 | 3 | 0 | 6 | 0 | 4 | 0.03748 | 0.03748 | $/kWh | Fuel charge included with energy
electric | energy |  | 0 | 0 | 1 | 3 | 6 | 10 | 0 | 4 | 0.0435 | 0.0435 | $/kWh
electric | energy |  | 0 | 0 | 1 | 3 | 10 | 18 | 0 | 4 | 0.03748 | 0.03748 | $/kWh
electric | energy |  | 0 | 0 | 1 | 3 | 18 | 22 | 0 | 4 | 0.0435 | 0.0435 | $/kWh
electric | energy |  | 0 | 0 | 1 | 3 | 22 | 24 | 0 | 4 | 0.03748 | 0.03748 | $/kWh
electric | energy |  | 0 | 0 | 4 | 10 | 0 | 12 | 0 | 4 | 0.03748 | 0.03748 | $/kWh
electric | energy |  | 0 | 0 | 4 | 10 | 12 | 21 | 0 | 4 | 0.0435 | 0.0435 | $/kWh
electric | energy |  | 0 | 0 | 4 | 10 | 21 | 24 | 0 | 4 | 0.03748 | 0.03748 | $/kWh
electric | energy |  | 0 | 0 | 11 | 12 | 0 | 6 | 0 | 4 | 0.03748 | 0.03748 | $/kWh
electric | energy |  | 0 | 0 | 11 | 12 | 6 | 10 | 0 | 4 | 0.0435 | 0.0435 | $/kWh
electric | energy |  | 0 | 0 | 11 | 12 | 10 | 18 | 0 | 4 | 0.03748 | 0.03748 | $/kWh
electric | energy |  | 0 | 0 | 11 | 12 | 18 | 22 | 0 | 4 | 0.0435 | 0.0435 | $/kWh
electric | energy |  | 0 | 0 | 11 | 12 | 22 | 24 | 0 | 4 | 0.03748 | 0.03748 | $/kWh
electric | energy |  | 0 | 0 | 1 | 12 | 0 | 24 | 5 | 6 | 0.03748 | 0.03748 | $/kWh
electric | demand | winter-peak1 | 0 | 0 | 1 | 3 | 6 | 10 | 0 | 4 | 14.34 | 14.34 | $/kW | Conservation and capacity charges included with demand
electric | demand | winter-peak1 | 0 | 0 | 1 | 3 | 18 | 22 | 0 | 4 | 14.34 | 14.34 | $/kW
electric | demand | summer-peak | 0 | 0 | 4 | 10 | 12 | 21 | 0 | 4 | 14.34 | 14.34 | $/kW
electric | demand | winter-peak2 | 0 | 0 | 11 | 12 | 6 | 10 | 0 | 4 | 14.34 | 14.34 | $/kW
electric | demand | winter-peak2 | 0 | 0 | 11 | 12 | 18 | 22 | 0 | 4 | 14.34 | 14.34 | $/kW
electric | demand | maximum | 0 | 0 | 1 | 12 | 0 | 24 | 0 | 6 | 2.74 | 2.74 | $/kW

## 22009071001
utility | type | period | basic_charge_limit (imperial) | basic_charge_limit (metric) | month_start | month_end | hour_start | hour_end | weekday_start | weekday_end | charge (imperial) | charge (metric) | units | Notes
electric | customer | [9 empty] | 678.31 | 678.31 | $/month
electric | energy |  | 0 | 0 | 1 | 12 | 0 | 24 | 0 | 6 | 0.06781 | 0.06781 | $/kWh
electric | energy |  | 5000 | 5000 | 1 | 12 | 0 | 24 | 0 | 6 | 0.03661 | 0.03661 | $/kWh
electric | energy |  | 15000 | 15000 | 1 | 12 | 0 | 24 | 0 | 6 | 0.03537 | 0.03537 | $/kWh
electric | energy |  | 30000 | 30000 | 1 | 12 | 0 | 24 | 0 | 6 | 0.03502 | 0.03502 | $/kWh
electric | demand | maximum | 50 | 50 | 1 | 12 | 0 | 24 | 0 | 6 | 11.45 | 11.45 | $/kW
electric | demand | maximum | 100 | 100 | 1 | 12 | 0 | 24 | 0 | 6 | 10.71 | 10.71 | $/kW
electric | demand | maximum | 200 | 200 | 1 | 12 | 0 | 24 | 0 | 6 | 10.27 | 10.27 | $/kW

## 36002001009
utility | type | period | basic_charge_limit (imperial) | basic_charge_limit (metric) | month_start | month_end | hour_start | hour_end | weekday_start | weekday_end | charge (imperial) | charge (metric) | units | Notes
electric | customer | [9 empty] | 143.09 | 143.09 | $/month
electric | energy |  | 0 | 0 | 1 | 12 | 0 | 24 | 0 | 6 | 0.0079 | 0.0079 | $/kWh
electric | demand | winter-peak1 | 0 | 0 | 1 | 5 | 8 | 22 | 0 | 4 | 13.96 | 13.96 | $/kW
electric | demand | winter-all-hours1 | 0 | 0 | 1 | 5 | 0 | 24 | 0 | 6 | 4.21 | 4.21 | $/kW
electric | demand | summer-peak | 0 | 0 | 6 | 9 | 8 | 22 | 0 | 4 | 18.44 | 18.44 | $/kW
electric | demand | summer-super-peak | 0 | 0 | 6 | 9 | 8 | 18 | 0 | 4 | 9.15 | 9.15 | $/kW
electric | demand | summer-all-hours | 0 | 0 | 6 | 9 | 0 | 24 | 0 | 6 | 16.66 | 16.66 | $/kW
electric | demand | winter-peak2 | 0 | 0 | 10 | 12 | 8 | 22 | 0 | 4 | 13.96 | 13.96 | $/kW
electric | demand | winter-all-hours2 | 0 | 0 | 10 | 12 | 0 | 24 | 0 | 6 | 4.21 | 4.21 | $/kW
gas | energy |  | 0 | 0 | 1 | 12 | 0 | 24 | 0 | 6 | 250 | 88.2868 | $/therm or $/m3
gas | energy |  | 10 | 28.3168 | 1 | 12 | 0 | 24 | 0 | 6 | 0.2632 | 0.092948 | $/therm or $/m3

## 42000094003
utility | type | period | basic_charge_limit (imperial) | basic_charge_limit (metric) | month_start | month_end | hour_start | hour_end | weekday_start | weekday_end | charge (imperial) | charge (metric) | units | Notes
electric | customer | [9 empty] | 295.95 | 295.95 | $/month | Rate-PD (Primary Distribution Power)
electric | energy |  | 0 | 0 | 1 | 12 | 0 | 24 | 0 | 6 | 0.0006 | 0.0006 | $/kWh
electric | demand | annual | 0 | 0 | 1 | 12 | 0 | 24 | 0 | 6 | 7.89 | 7.89 | $/kW

## 12000017027
utility | type | period | basic_charge_limit (imperial) | basic_charge_limit (metric) | month_start | month_end | hour_start | hour_end | weekday_start | weekday_end | charge (imperial) | charge (metric) | units | Notes
electric | customer | [9 empty] | 283.03 | 283.03 | $/month
electric | energy |  | 0 | 0 | 1 | 3 | 0 | 6 | 0 | 4 | 0.03748 | 0.03748 | $/kWh | Fuel charge included with energy
electric | energy |  | 0 | 0 | 1 | 3 | 6 | 10 | 0 | 4 | 0.0435 | 0.0435 | $/kWh
electric | energy |  | 0 | 0 | 1 | 3 | 10 | 18 | 0 | 4 | 0.03748 | 0.03748 | $/kWh
electric | energy |  | 0 | 0 | 1 | 3 | 18 | 22 | 0 | 4 | 0.0435 | 0.0435 | $/kWh
electric | energy |  | 0 | 0 | 1 | 3 | 22 | 24 | 0 | 4 | 0.03748 | 0.03748 | $/kWh
electric | energy |  | 0 | 0 | 4 | 10 | 0 | 12 | 0 | 4 | 0.03748 | 0.03748 | $/kWh
electric | energy |  | 0 | 0 | 4 | 10 | 12 | 21 | 0 | 4 | 0.0435 | 0.0435 | $/kWh
electric | energy |  | 0 | 0 | 4 | 10 | 21 | 24 | 0 | 4 | 0.03748 | 0.03748 | $/kWh
electric | energy |  | 0 | 0 | 11 | 12 | 0 | 6 | 0 | 4 | 0.03748 | 0.03748 | $/kWh
electric | energy |  | 0 | 0 | 11 | 12 | 6 | 10 | 0 | 4 | 0.0435 | 0.0435 | $/kWh
electric | energy |  | 0 | 0 | 11 | 12 | 10 | 18 | 0 | 4 | 0.03748 | 0.03748 | $/kWh
electric | energy |  | 0 | 0 | 11 | 12 | 18 | 22 | 0 | 4 | 0.0435 | 0.0435 | $/kWh
electric | energy |  | 0 | 0 | 11 | 12 | 22 | 24 | 0 | 4 | 0.03748 | 0.03748 | $/kWh
electric | energy |  | 0 | 0 | 1 | 12 | 0 | 24 | 5 | 6 | 0.03748 | 0.03748 | $/kWh
electric | demand | winter-peak1 | 0 | 0 | 1 | 3 | 6 | 10 | 0 | 4 | 14.34 | 14.34 | $/kW | Conservation and capacity charges included with demand
electric | demand | winter-peak1 | 0 | 0 | 1 | 3 | 18 | 22 | 0 | 4 | 14.34 | 14.34 | $/kW
electric | demand | summer-peak | 0 | 0 | 4 | 10 | 12 | 21 | 0 | 4 | 14.34 | 14.34 | $/kW
electric | demand | winter-peak2 | 0 | 0 | 11 | 12 | 6 | 10 | 0 | 4 | 14.34 | 14.34 | $/kW
electric | demand | winter-peak2 | 0 | 0 | 11 | 12 | 18 | 22 | 0 | 4 | 14.34 | 14.34 | $/kW
electric | demand | maximum | 0 | 0 | 1 | 12 | 0 | 24 | 0 | 6 | 2.74 | 2.74 | $/kW
gas | customer | [9 empty] | 300 | 300 | $/month
gas | energy |  | 0 | 0 | 1 | 12 | 0 | 24 | 0 | 6 | 0.19379 | 0.068436 | $/therm or $/m3
gas | demand |  | 0 | 0 | 1 | 12 | 0 | 24 | 0 | 6 | 0.575 | 0.20306 | $/therm/hr or $/m3/hr

## 39001792002
utility | type | period | basic_charge_limit (imperial) | basic_charge_limit (metric) | month_start | month_end | hour_start | hour_end | weekday_start | weekday_end | charge (imperial) | charge (metric) | units | Notes
electric | customer | [9 empty] | 138.5 | 138.5 | $/month
electric | energy |  | 0 | 0 | 1 | 12 | 0 | 24 | 0 | 6 | 0.04025 | 0.04025 | $/kWh | Generation Energy and Capacity Riders
electric | demand | maximum | 0 | 0 | 1 | 12 | 0 | 24 | 0 | 6 | 6.72 | 6.72 | $/kW

## 48007039001
utility | type | period | basic_charge_limit (imperial) | basic_charge_limit (metric) | month_start | month_end | hour_start | hour_end | weekday_start | weekday_end | charge (imperial) | charge (metric) | units | Notes
electric | customer | [9 empty] | 289.29 | 289.29 | $/month
electric | energy |  | 0 | 0 | 1 | 12 | 0 | 24 | 0 | 6 | 0.03053 | 0.03053 | $/kWh | Assumed a fixed rate contract at average annual LMP for Houston zone
electric | demand | maximum | 0 | 0 | 1 | 12 | 0 | 24 | 0 | 6 | 2.3345 | 2.3345 | $/kW

## 36002001005
utility | type | period | basic_charge_limit (imperial) | basic_charge_limit (metric) | month_start | month_end | hour_start | hour_end | weekday_start | weekday_end | charge (imperial) | charge (metric) | units | Notes
electric | customer | [9 empty] | 143.09 | 143.09 | $/month
electric | energy |  | 0 | 0 | 1 | 12 | 0 | 24 | 0 | 6 | 0.0079 | 0.0079 | $/kWh
electric | demand | winter-peak1 | 0 | 0 | 1 | 5 | 8 | 22 | 0 | 4 | 13.96 | 13.96 | $/kW
electric | demand | winter-all-hours1 | 0 | 0 | 1 | 5 | 0 | 24 | 0 | 6 | 4.21 | 4.21 | $/kW
electric | demand | summer-peak | 0 | 0 | 6 | 9 | 8 | 22 | 0 | 4 | 18.44 | 18.44 | $/kW
electric | demand | summer-super-peak | 0 | 0 | 6 | 9 | 8 | 18 | 0 | 4 | 9.15 | 9.15 | $/kW
electric | demand | summer-all-hours | 0 | 0 | 6 | 9 | 0 | 24 | 0 | 6 | 16.66 | 16.66 | $/kW
electric | demand | winter-peak2 | 0 | 0 | 10 | 12 | 8 | 22 | 0 | 4 | 13.96 | 13.96 | $/kW
electric | demand | winter-all-hours2 | 0 | 0 | 10 | 12 | 0 | 24 | 0 | 6 | 4.21 | 4.21 | $/kW
gas | energy |  | 0 | 0 | 1 | 12 | 0 | 24 | 0 | 6 | 250 | 88.2868 | $/therm or $/m3
gas | energy |  | 10 | 28.3168 | 1 | 12 | 0 | 24 | 0 | 6 | 0.2632 | 0.092948 | $/therm or $/m3

## 21000025001
utility | type | period | basic_charge_limit (imperial) | basic_charge_limit (metric) | month_start | month_end | hour_start | hour_end | weekday_start | weekday_end | charge (imperial) | charge (metric) | units | Notes
electric | customer | [9 empty] | 325.2 | 325.2 | $/month | Estimated from multiplying cost of 1 meter for 1 day by 30 days
electric | energy |  | 0 | 0 | 1 | 12 | 0 | 24 | 0 | 6 | 0.02662 | 0.02662 | $/kWh
electric | demand | winter-peak1 | 0 | 0 | 1 | 4 | 6 | 22 | 0 | 4 | 7.49 | 7.49 | $/kW
electric | demand | winter-super-peak1 | 0 | 0 | 1 | 4 | 6 | 12 | 0 | 4 | 9.78 | 9.78 | $/kW
electric | demand | winter-all-hours1 | 0 | 0 | 1 | 5 | 0 | 24 | 0 | 6 | 2.45 | 2.45 | $/kW
electric | demand | summer-peak | 0 | 0 | 6 | 9 | 10 | 22 | 0 | 4 | 7.49 | 7.49 | $/kW
electric | demand | summer-super-peak | 0 | 0 | 6 | 9 | 13 | 19 | 0 | 4 | 9.78 | 9.78 | $/kW
electric | demand | summer-all-hours | 0 | 0 | 6 | 9 | 0 | 24 | 0 | 6 | 2.45 | 2.45 | $/kW
electric | demand | winter-peak2 | 0 | 0 | 10 | 12 | 6 | 22 | 0 | 4 | 7.49 | 7.49 | $/kW
electric | demand | winter-super-peak2 | 0 | 0 | 10 | 12 | 6 | 12 | 0 | 4 | 9.78 | 9.78 | $/kW
electric | demand | winter-all-hours2 | 0 | 0 | 10 | 12 | 0 | 24 | 0 | 6 | 2.45 | 2.45 | $/kW

## 53000776002
utility | type | period | basic_charge_limit (imperial) | basic_charge_limit (metric) | month_start | month_end | hour_start | hour_end | weekday_start | weekday_end | charge (imperial) | charge (metric) | units | Notes
electric | customer | [9 empty] | 330 | 330 | $/month
electric | energy |  | 0 | 0 | 1 | 12 | 0 | 6 | 0 | 5 | 0.0602 | 0.0602 | $/kWh
electric | energy |  | 0 | 0 | 1 | 12 | 6 | 22 | 0 | 5 | 0.0913 | 0.0913 | $/kWh
electric | energy |  | 0 | 0 | 1 | 12 | 22 | 24 | 0 | 5 | 0.0602 | 0.0602 | $/kWh
electric | energy |  | 0 | 0 | 1 | 12 | 0 | 24 | 6 | 6 | 0.0602 | 0.0602 | $/kWh
electric | demand | off-peak | 0 | 0 | 1 | 12 | 0 | 24 | 0 | 5 | 0.27 | 0.27 | $/kW
electric | demand | on-peak | 0 | 0 | 1 | 12 | 6 | 22 | 0 | 5 | 3.85 | 3.85 | $/kW
electric | demand | off-peak | 0 | 0 | 1 | 12 | 22 | 24 | 0 | 5 | 0.27 | 0.27 | $/kW
electric | demand | off-peak | 0 | 0 | 1 | 12 | 0 | 24 | 6 | 6 | 0.27 | 0.27 | $/kW
gas | customer | [9 empty] | 33.84 | 33.84 | $/month
gas | energy |  | 0 | 0 | 1 | 12 | 0 | 24 | 0 | 6 | 0.91728 | 0.32393 | $/therm or $/m3

## 29001023001
utility | type | period | basic_charge_limit (imperial) | basic_charge_limit (metric) | month_start | month_end | hour_start | hour_end | weekday_start | weekday_end | charge (imperial) | charge (metric) | units | Notes
electric | customer | [9 empty] | 344.9 | 344.9 | $/month
electric | energy |  | 0 | 0 | 1 | 5 | 0 | 10 | 0 | 4 | 0.0282 | 0.0282 | $/kWh
electric | energy |  | 0 | 0 | 1 | 5 | 10 | 22 | 0 | 4 | 0.0329 | 0.0329 | $/kWh
electric | energy |  | 0 | 0 | 1 | 5 | 22 | 24 | 0 | 4 | 0.0282 | 0.0282 | $/kWh
electric | energy |  | 0 | 0 | 1 | 5 | 0 | 24 | 5 | 6 | 0.0282 | 0.0282 | $/kWh
electric | energy |  | 0 | 0 | 6 | 9 | 0 | 10 | 0 | 4 | 0.0293 | 0.0293 | $/kWh
electric | energy |  | 0 | 0 | 6 | 9 | 10 | 22 | 0 | 4 | 0.0293 | 0.0293 | $/kWh
electric | energy |  | 0 | 0 | 6 | 9 | 22 | 24 | 0 | 4 | 0.0392 | 0.0392 | $/kWh
electric | energy |  | 0 | 0 | 6 | 9 | 0 | 24 | 5 | 6 | 0.0293 | 0.0293 | $/kWh
electric | energy |  | 0 | 0 | 10 | 12 | 0 | 10 | 0 | 4 | 0.0282 | 0.0282 | $/kWh
electric | energy |  | 0 | 0 | 10 | 12 | 10 | 22 | 0 | 4 | 0.0329 | 0.0329 | $/kWh
electric | energy |  | 0 | 0 | 10 | 12 | 22 | 24 | 0 | 4 | 0.0282 | 0.0282 | $/kWh
electric | energy |  | 0 | 0 | 10 | 12 | 0 | 24 | 5 | 6 | 0.0282 | 0.0282 | $/kWh
electric | demand | winter-peak | 0 | 0 | 1 | 5 | 10 | 22 | 0 | 6 | 8.58 | 8.58 | $/kW
electric | demand | summer-peak | 0 | 0 | 6 | 9 | 10 | 22 | 0 | 6 | 19.27 | 19.27 | $/kW
electric | demand | winter-peak2 | 0 | 0 | 10 | 12 | 10 | 22 | 0 | 6 | 8.58 | 8.58 | $/kW

## 29001023002
utility | type | period | basic_charge_limit (imperial) | basic_charge_limit (metric) | month_start | month_end | hour_start | hour_end | weekday_start | weekday_end | charge (imperial) | charge (metric) | units | Notes
electric | customer | [9 empty] | 344.9 | 344.9 | $/month
electric | energy |  | 0 | 0 | 1 | 5 | 0 | 10 | 0 | 4 | 0.0282 | 0.0282 | $/kWh
electric | energy |  | 0 | 0 | 1 | 5 | 10 | 22 | 0 | 4 | 0.0329 | 0.0329 | $/kWh
electric | energy |  | 0 | 0 | 1 | 5 | 22 | 24 | 0 | 4 | 0.0282 | 0.0282 | $/kWh
electric | energy |  | 0 | 0 | 1 | 5 | 0 | 24 | 5 | 6 | 0.0282 | 0.0282 | $/kWh
electric | energy |  | 0 | 0 | 6 | 9 | 0 | 10 | 0 | 4 | 0.0293 | 0.0293 | $/kWh
electric | energy |  | 0 | 0 | 6 | 9 | 10 | 22 | 0 | 4 | 0.0293 | 0.0293 | $/kWh
electric | energy |  | 0 | 0 | 6 | 9 | 22 | 24 | 0 | 4 | 0.0392 | 0.0392 | $/kWh
electric | energy |  | 0 | 0 | 6 | 9 | 0 | 24 | 5 | 6 | 0.0293 | 0.0293 | $/kWh
electric | energy |  | 0 | 0 | 10 | 12 | 0 | 10 | 0 | 4 | 0.0282 | 0.0282 | $/kWh
electric | energy |  | 0 | 0 | 10 | 12 | 10 | 22 | 0 | 4 | 0.0329 | 0.0329 | $/kWh
electric | energy |  | 0 | 0 | 10 | 12 | 22 | 24 | 0 | 4 | 0.0282 | 0.0282 | $/kWh
electric | energy |  | 0 | 0 | 10 | 12 | 0 | 24 | 5 | 6 | 0.0282 | 0.0282 | $/kWh
electric | demand | winter-peak | 0 | 0 | 1 | 5 | 10 | 22 | 0 | 6 | 8.58 | 8.58 | $/kW
electric | demand | summer-peak | 0 | 0 | 6 | 9 | 10 | 22 | 0 | 6 | 19.27 | 19.27 | $/kW
electric | demand | winter-peak2 | 0 | 0 | 10 | 12 | 10 | 22 | 0 | 6 | 8.58 | 8.58 | $/kW

## 18000061001
utility | type | period | basic_charge_limit (imperial) | basic_charge_limit (metric) | month_start | month_end | hour_start | hour_end | weekday_start | weekday_end | charge (imperial) | charge (metric) | units | Notes
electric | customer | [9 empty] | 120 | 120 | $/month
electric | energy |  | 0 | 0 | 1 | 12 | 0 | 24 | 0 | 6 | 0.049877 | 0.049877 | $/kWh
electric | demand | maximum | 0 | 0 | 1 | 12 | 0 | 24 | 0 | 6 | 23.23 | 23.23 | $/kW

## 36002001002
utility | type | period | basic_charge_limit (imperial) | basic_charge_limit (metric) | month_start | month_end | hour_start | hour_end | weekday_start | weekday_end | charge (imperial) | charge (metric) | units | Notes
electric | customer | [9 empty] | 143.09 | 143.09 | $/month
electric | energy |  | 0 | 0 | 1 | 12 | 0 | 24 | 0 | 6 | 0.0079 | 0.0079 | $/kWh
electric | demand | winter-peak1 | 0 | 0 | 1 | 5 | 8 | 22 | 0 | 4 | 13.96 | 13.96 | $/kW
electric | demand | winter-all-hours1 | 0 | 0 | 1 | 5 | 0 | 24 | 0 | 6 | 4.21 | 4.21 | $/kW
electric | demand | summer-peak | 0 | 0 | 6 | 9 | 8 | 22 | 0 | 4 | 18.44 | 18.44 | $/kW
electric | demand | summer-super-peak | 0 | 0 | 6 | 9 | 8 | 18 | 0 | 4 | 9.15 | 9.15 | $/kW
electric | demand | summer-all-hours | 0 | 0 | 6 | 9 | 0 | 24 | 0 | 6 | 16.66 | 16.66 | $/kW
electric | demand | winter-peak2 | 0 | 0 | 10 | 12 | 8 | 22 | 0 | 4 | 13.96 | 13.96 | $/kW
electric | demand | winter-all-hours2 | 0 | 0 | 10 | 12 | 0 | 24 | 0 | 6 | 4.21 | 4.21 | $/kW
gas | energy |  | 0 | 0 | 1 | 12 | 0 | 24 | 0 | 6 | 32.9 | 11.6185 | $/therm or $/m3
gas | energy |  | 3 | 8.495 | 1 | 12 | 0 | 24 | 0 | 6 | 0.9223 | 0.32571 | $/therm or $/m3
gas | energy |  | 90 | 254.8512 | 1 | 12 | 0 | 24 | 0 | 6 | 0.484 | 0.17092 | $/therm or $/m3
gas | energy |  | 3000 | 8495.04 | 1 | 12 | 0 | 24 | 0 | 6 | 0.3335 | 0.11777 | $/therm or $/m3

## 48004026001
utility | type | period | basic_charge_limit (imperial) | basic_charge_limit (metric) | month_start | month_end | hour_start | hour_end | weekday_start | weekday_end | charge (imperial) | charge (metric) | units | Notes
electric | customer | [9 empty] | 51.72 | 51.72 | $/month
electric | demand | maximum | 0 | 0 | 1 | 12 | 0 | 24 | 0 | 6 | 5.5749 | 5.5749 | $/kW
electric | energy |  | 0 | 0 | 1 | 12 | 0 | 24 | 0 | 6 | 0.02878 | 0.02878 | $/kWh | Assumed a fixed rate contract at average annual LMP for Dallas zone

## 12000017004
utility | type | period | basic_charge_limit (imperial) | basic_charge_limit (metric) | month_start | month_end | hour_start | hour_end | weekday_start | weekday_end | charge (imperial) | charge (metric) | units | Notes
electric | customer | [9 empty] | 283.03 | 283.03 | $/month
electric | energy |  | 0 | 0 | 1 | 3 | 0 | 6 | 0 | 4 | 0.03748 | 0.03748 | $/kWh | Fuel charge included with energy
electric | energy |  | 0 | 0 | 1 | 3 | 6 | 10 | 0 | 4 | 0.0435 | 0.0435 | $/kWh
electric | energy |  | 0 | 0 | 1 | 3 | 10 | 18 | 0 | 4 | 0.03748 | 0.03748 | $/kWh
electric | energy |  | 0 | 0 | 1 | 3 | 18 | 22 | 0 | 4 | 0.0435 | 0.0435 | $/kWh
electric | energy |  | 0 | 0 | 1 | 3 | 22 | 24 | 0 | 4 | 0.03748 | 0.03748 | $/kWh
electric | energy |  | 0 | 0 | 4 | 10 | 0 | 12 | 0 | 4 | 0.03748 | 0.03748 | $/kWh
electric | energy |  | 0 | 0 | 4 | 10 | 12 | 21 | 0 | 4 | 0.0435 | 0.0435 | $/kWh
electric | energy |  | 0 | 0 | 4 | 10 | 21 | 24 | 0 | 4 | 0.03748 | 0.03748 | $/kWh
electric | energy |  | 0 | 0 | 11 | 12 | 0 | 6 | 0 | 4 | 0.03748 | 0.03748 | $/kWh
electric | energy |  | 0 | 0 | 11 | 12 | 6 | 10 | 0 | 4 | 0.0435 | 0.0435 | $/kWh
electric | energy |  | 0 | 0 | 11 | 12 | 10 | 18 | 0 | 4 | 0.03748 | 0.03748 | $/kWh
electric | energy |  | 0 | 0 | 11 | 12 | 18 | 22 | 0 | 4 | 0.0435 | 0.0435 | $/kWh
electric | energy |  | 0 | 0 | 11 | 12 | 22 | 24 | 0 | 4 | 0.03748 | 0.03748 | $/kWh
electric | energy |  | 0 | 0 | 1 | 12 | 0 | 24 | 5 | 6 | 0.03748 | 0.03748 | $/kWh
electric | demand | winter-peak1 | 0 | 0 | 1 | 3 | 6 | 10 | 0 | 4 | 14.34 | 14.34 | $/kW | Conservation and capacity charges included with demand
electric | demand | winter-peak1 | 0 | 0 | 1 | 3 | 18 | 22 | 0 | 4 | 14.34 | 14.34 | $/kW
electric | demand | summer-peak | 0 | 0 | 4 | 10 | 12 | 21 | 0 | 4 | 14.34 | 14.34 | $/kW
electric | demand | winter-peak2 | 0 | 0 | 11 | 12 | 6 | 10 | 0 | 4 | 14.34 | 14.34 | $/kW
electric | demand | winter-peak2 | 0 | 0 | 11 | 12 | 18 | 22 | 0 | 4 | 14.34 | 14.34 | $/kW
electric | demand | maximum | 0 | 0 | 1 | 12 | 0 | 24 | 0 | 6 | 2.74 | 2.74 | $/kW
gas | customer | [9 empty] | 300 | 300 | $/month
gas | energy |  | 0 | 0 | 1 | 12 | 0 | 24 | 0 | 6 | 0.19379 | 0.068436 | $/therm or $/m3
gas | demand |  | 0 | 0 | 1 | 12 | 0 | 24 | 0 | 6 | 0.575 | 0.20306 | $/therm/hr or $/m3/hr

## 36002001003
utility | type | period | basic_charge_limit (imperial) | basic_charge_limit (metric) | month_start | month_end | hour_start | hour_end | weekday_start | weekday_end | charge (imperial) | charge (metric) | units | Notes
electric | customer | [9 empty] | 143.09 | 143.09 | $/month
electric | energy |  | 0 | 0 | 1 | 12 | 0 | 24 | 0 | 6 | 0.0079 | 0.0079 | $/kWh
electric | demand | winter-peak1 | 0 | 0 | 1 | 5 | 8 | 22 | 0 | 4 | 13.96 | 13.96 | $/kW
electric | demand | winter-all-hours1 | 0 | 0 | 1 | 5 | 0 | 24 | 0 | 6 | 4.21 | 4.21 | $/kW
electric | demand | summer-peak | 0 | 0 | 6 | 9 | 8 | 22 | 0 | 4 | 18.44 | 18.44 | $/kW
electric | demand | summer-super-peak | 0 | 0 | 6 | 9 | 8 | 18 | 0 | 4 | 9.15 | 9.15 | $/kW
electric | demand | summer-all-hours | 0 | 0 | 6 | 9 | 0 | 24 | 0 | 6 | 16.66 | 16.66 | $/kW
electric | demand | winter-peak2 | 0 | 0 | 10 | 12 | 8 | 22 | 0 | 4 | 13.96 | 13.96 | $/kW
electric | demand | winter-all-hours2 | 0 | 0 | 10 | 12 | 0 | 24 | 0 | 6 | 4.21 | 4.21 | $/kW
gas | energy |  | 0 | 0 | 1 | 12 | 0 | 24 | 0 | 6 | 250 | 88.2868 | $/therm or $/m3
gas | energy |  | 10 | 28.3168 | 1 | 12 | 0 | 24 | 0 | 6 | 0.2632 | 0.092948 | $/therm or $/m3

## 39001666001
utility | type | period | basic_charge_limit (imperial) | basic_charge_limit (metric) | month_start | month_end | hour_start | hour_end | weekday_start | weekday_end | charge (imperial) | charge (metric) | units | Notes
electric | energy |  | 0 | 0 | 1 | 5 | 0 | 24 | 0 | 6 | 0 | 0 | $/kWh
electric | energy |  | 115 | 115 | 1 | 5 | 0 | 24 | 0 | 6 | 0.0092 | 0.0092 | $/kWh
electric | energy |  | 305 | 305 | 1 | 5 | 0 | 24 | 0 | 6 | 0.0053 | 0.0053 | $/kWh
electric | energy |  | 0 | 0 | 6 | 10 | 0 | 24 | 0 | 6 | 0 | 0 | $/kWh
electric | energy |  | 115 | 115 | 6 | 10 | 0 | 24 | 0 | 6 | 0.0115 | 0.0115 | $/kWh
electric | energy |  | 305 | 305 | 6 | 10 | 0 | 24 | 0 | 6 | 0.005 | 0.005 | $/kWh
electric | energy |  | 0 | 0 | 11 | 12 | 0 | 24 | 0 | 6 | 0 | 0 | $/kWh
electric | energy |  | 115 | 115 | 11 | 12 | 0 | 24 | 0 | 6 | 0.0092 | 0.0092 | $/kWh
electric | energy |  | 305 | 305 | 11 | 12 | 0 | 24 | 0 | 6 | 0.0053 | 0.0053 | $/kWh
electric | demand | winter1 | 0 | 0 | 1 | 5 | 0 | 24 | 0 | 6 | 7.35 | 7.35 | $/kW
electric | demand | summer | 0 | 0 | 6 | 10 | 0 | 24 | 0 | 6 | 8.15 | 8.15 | $/kW
electric | demand | winter2 | 0 | 0 | 11 | 12 | 0 | 24 | 0 | 6 | 7.35 | 7.35 | $/kW
electric | demand | winter1 | 10000 | 10000 | 1 | 5 | 0 | 24 | 0 | 6 | 7.09 | 7.09 | $/kW
electric | demand | summer | 10000 | 10000 | 6 | 10 | 0 | 24 | 0 | 6 | 7.85 | 7.85 | $/kW
electric | demand | winter2 | 10000 | 10000 | 11 | 12 | 0 | 24 | 0 | 6 | 7.09 | 7.09 | $/kW

## 48004122001
utility | type | period | basic_charge_limit (imperial) | basic_charge_limit (metric) | month_start | month_end | hour_start | hour_end | weekday_start | weekday_end | charge (imperial) | charge (metric) | units | Notes
electric | customer | [9 empty] | 51.72 | 51.72 | $/month
electric | energy |  | 0 | 0 | 1 | 12 | 0 | 24 | 0 | 6 | 0.02878 | 0.02878 | $/kWh | Assumed a fixed rate contract at average annual LMP for Dallas zone
electric | demand | maximum | 0 | 0 | 1 | 12 | 0 | 24 | 0 | 6 | 5.5749 | 5.5749 | $/kW
gas | customer | [9 empty] | 970.75 | 970.75 | $/month
gas | energy |  | 0 | 0 | 1 | 12 | 0 | 24 | 0 | 6 | 0.02846 | 0.010051 | $/therm or $/m3 | Converted from MMBtu to therms
gas | energy |  | 15000 | 42475.2 | 1 | 12 | 0 | 24 | 0 | 6 | 0.02075 | 0.0073278 | $/therm or $/m3
gas | energy |  | 50000 | 141584 | 1 | 12 | 0 | 24 | 0 | 6 | 0.00327 | 0.0011548 | $/therm or $/m3

## 4001318001
utility | type | period | basic_charge_limit (imperial) | basic_charge_limit (metric) | month_start | month_end | hour_start | hour_end | weekday_start | weekday_end | charge (imperial) | charge (metric) | units | Notes
electric | customer | [9 empty] | 807.57 | 807.57 | $/month
electric | demand | winter-peak1 | 0 | 0 | 1 | 4 | 5 | 9 | 0 | 4 | 1.77 | 1.77 | $/kW
electric | demand | summer-peak1 | 0 | 0 | 5 | 6 | 14 | 19 | 0 | 6 | 6.53 | 6.53 | $/kW
electric | demand | summer-super-peak | 0 | 0 | 7 | 8 | 14 | 19 | 0 | 6 | 10.13 | 10.13 | $/kW
electric | demand | summer-peak2 | 0 | 0 | 9 | 10 | 14 | 19 | 0 | 6 | 6.53 | 6.53 | $/kW
electric | demand | winter-peak2 | 0 | 0 | 11 | 12 | 5 | 9 | 0 | 4 | 1.77 | 1.77 | $/kW
electric | demand | maximum | 0 | 0 | 1 | 12 | 0 | 24 | 0 | 6 | 2.49 | 2.49 | $/kW
electric | energy |  | 0 | 0 | 1 | 4 | 0 | 5 | 0 | 4 | 0.0469 | 0.0469 | $/kWh
electric | energy |  | 0 | 0 | 1 | 4 | 5 | 9 | 0 | 4 | 0.0701 | 0.0701 | $/kWh
electric | energy |  | 0 | 0 | 1 | 4 | 9 | 17 | 0 | 4 | 0.0469 | 0.0469 | $/kWh
electric | energy |  | 0 | 0 | 1 | 4 | 17 | 21 | 0 | 4 | 0.0672 | 0.0672 | $/kWh
electric | energy |  | 0 | 0 | 1 | 4 | 21 | 24 | 0 | 4 | 0.0469 | 0.0469 | $/kWh
electric | energy |  | 0 | 0 | 1 | 4 | 0 | 24 | 5 | 6 | 0.0469 | 0.0469 | $/kWh
electric | energy |  | 0 | 0 | 5 | 6 | 0 | 11 | 0 | 6 | 0.0478 | 0.0478 | $/kWh
electric | energy |  | 0 | 0 | 5 | 6 | 11 | 14 | 0 | 6 | 0.0721 | 0.0721 | $/kWh
electric | energy |  | 0 | 0 | 5 | 6 | 14 | 19 | 0 | 6 | 0.0821 | 0.0821 | $/kWh
electric | energy |  | 0 | 0 | 5 | 6 | 19 | 23 | 0 | 6 | 0.0721 | 0.0721 | $/kWh
electric | energy |  | 0 | 0 | 5 | 6 | 23 | 24 | 0 | 6 | 0.0478 | 0.0478 | $/kWh
electric | energy |  | 0 | 0 | 7 | 8 | 0 | 11 | 0 | 6 | 0.0576 | 0.0576 | $/kWh
electric | energy |  | 0 | 0 | 7 | 8 | 11 | 14 | 0 | 6 | 0.0929 | 0.0929 | $/kWh
electric | energy |  | 0 | 0 | 7 | 8 | 14 | 19 | 0 | 6 | 0.1141 | 0.1141 | $/kWh
electric | energy |  | 0 | 0 | 7 | 8 | 19 | 23 | 0 | 6 | 0.0929 | 0.0929 | $/kWh
electric | energy |  | 0 | 0 | 7 | 8 | 23 | 24 | 0 | 6 | 0.0576 | 0.0576 | $/kWh
electric | energy |  | 0 | 0 | 9 | 10 | 0 | 11 | 0 | 6 | 0.0478 | 0.0478 | $/kWh
electric | energy |  | 0 | 0 | 9 | 10 | 11 | 14 | 0 | 6 | 0.0721 | 0.0721 | $/kWh
electric | energy |  | 0 | 0 | 9 | 10 | 14 | 19 | 0 | 6 | 0.0821 | 0.0821 | $/kWh
electric | energy |  | 0 | 0 | 9 | 10 | 19 | 23 | 0 | 6 | 0.0721 | 0.0721 | $/kWh
electric | energy |  | 0 | 0 | 9 | 10 | 23 | 24 | 0 | 6 | 0.0478 | 0.0478 | $/kWh
electric | energy |  | 0 | 0 | 11 | 12 | 0 | 5 | 0 | 4 | 0.0469 | 0.0469 | $/kWh
electric | energy |  | 0 | 0 | 11 | 12 | 5 | 9 | 0 | 4 | 0.0701 | 0.0701 | $/kWh
electric | energy |  | 0 | 0 | 11 | 12 | 9 | 17 | 0 | 4 | 0.0469 | 0.0469 | $/kWh
electric | energy |  | 0 | 0 | 11 | 12 | 17 | 21 | 0 | 4 | 0.0672 | 0.0672 | $/kWh
electric | energy |  | 0 | 0 | 11 | 12 | 21 | 24 | 0 | 4 | 0.0469 | 0.0469 | $/kWh
electric | energy |  | 0 | 0 | 11 | 12 | 0 | 24 | 5 | 6 | 0.0469 | 0.0469 | $/kWh
gas | customer | [9 empty] | 950 | 950 | $/month
gas | energy |  | 0 | 0 | 1 | 12 | 0 | 24 | 0 | 6 | 0.62851 | 0.22196 | $/therm or $/m3
gas | demand | maximum | 0 | 0 | 1 | 12 | 0 | 24 | 0 | 6 | 0.086705 | 0.03062 | $/therm/hr or $/m3/hr

## 6002041001
utility | type | period | basic_charge_limit (imperial) | basic_charge_limit (metric) | month_start | month_end | hour_start | hour_end | weekday_start | weekday_end | charge (imperial) | charge (metric) | units | Notes
electric | customer | [9 empty] | 1514.6622 | 1514.6622 | $/month | Estimated from multiplying cost of 1 meter for 1 day by 30 days
electric | demand | peak-summer | 0 | 0 | 6 | 9 | 16 | 21 | 0 | 6 | 26.8 | 26.8 | $/kW
electric | demand | part-peak-summer | 0 | 0 | 6 | 9 | 14 | 16 | 0 | 6 | 5.32 | 5.32 | $/kW
electric | demand | part-peak-summer | 0 | 0 | 6 | 9 | 21 | 23 | 0 | 6 | 5.32 | 5.32 | $/kW
electric | demand | maximum | 0 | 0 | 1 | 12 | 0 | 24 | 0 | 6 | 20.7 | 20.7 | $/kW
electric | demand | peak-winter1 | 0 | 0 | 1 | 5 | 16 | 21 | 0 | 6 | 1.78 | 1.78 | $/kW
electric | demand | peak-winter2 | 0 | 0 | 10 | 12 | 16 | 21 | 0 | 6 | 1.78 | 1.78 | $/kW
electric | energy |  | 0 | 0 | 6 | 9 | 0 | 14 | 0 | 6 | 0.09816 | 0.09816 | $/kWh
electric | energy |  | 0 | 0 | 6 | 9 | 14 | 16 | 0 | 6 | 0.11735 | 0.11735 | $/kWh
electric | energy |  | 0 | 0 | 6 | 9 | 16 | 21 | 0 | 6 | 0.14484 | 0.14484 | $/kWh
electric | energy |  | 0 | 0 | 6 | 9 | 21 | 23 | 0 | 6 | 0.11735 | 0.11735 | $/kWh
electric | energy |  | 0 | 0 | 6 | 9 | 23 | 24 | 0 | 6 | 0.09816 | 0.09816 | $/kWh
electric | energy |  | 0 | 0 | 1 | 2 | 0 | 16 | 0 | 6 | 0.09822 | 0.09822 | $/kWh
electric | energy |  | 0 | 0 | 1 | 2 | 21 | 24 | 0 | 6 | 0.09822 | 0.09822 | $/kWh
electric | energy |  | 0 | 0 | 1 | 5 | 16 | 21 | 0 | 6 | 0.12734 | 0.12734 | $/kWh
electric | energy |  | 0 | 0 | 3 | 5 | 0 | 9 | 0 | 6 | 0.09822 | 0.09822 | $/kWh
electric | energy |  | 0 | 0 | 3 | 5 | 9 | 14 | 0 | 6 | 0.0569 | 0.0569 | $/kWh
electric | energy |  | 0 | 0 | 3 | 5 | 14 | 16 | 0 | 6 | 0.09822 | 0.09822 | $/kWh
electric | energy |  | 0 | 0 | 3 | 5 | 21 | 24 | 0 | 6 | 0.09822 | 0.09822 | $/kWh
electric | energy |  | 0 | 0 | 10 | 12 | 0 | 16 | 0 | 6 | 0.09822 | 0.09822 | $/kWh
electric | energy |  | 0 | 0 | 10 | 12 | 21 | 24 | 0 | 6 | 0.09822 | 0.09822 | $/kWh
electric | energy |  | 0 | 0 | 10 | 12 | 16 | 21 | 0 | 6 | 0.12734 | 0.12734 | $/kWh
gas | customer | [9 empty] | 148.6554 | 148.6554 | $/month | Estimated from multiplying cost for 1 day by 30 days
gas | energy |  | 0 | 0 | 1 | 3 | 0 | 24 | 0 | 6 | 1.6874 | 0.59589 | $/therm or $/m3
gas | energy |  | 0 | 0 | 4 | 10 | 0 | 24 | 0 | 6 | 1.5403 | 0.54396 | $/therm or $/m3
gas | energy |  | 0 | 0 | 11 | 12 | 0 | 24 | 0 | 6 | 1.6874 | 0.59589 | $/therm or $/m3
gas | energy |  | 4000 | 11326.72 | 1 | 3 | 0 | 24 | 0 | 6 | 1.3126 | 0.46354 | $/therm or $/m3
gas | energy |  | 4000 | 11326.72 | 4 | 10 | 0 | 24 | 0 | 6 | 1.2242 | 0.43232 | $/therm or $/m3
gas | energy |  | 4000 | 11326.72 | 11 | 12 | 0 | 24 | 0 | 6 | 1.3126 | 0.46354 | $/therm or $/m3

## 36009071001
utility | type | period | basic_charge_limit (imperial) | basic_charge_limit (metric) | month_start | month_end | hour_start | hour_end | weekday_start | weekday_end | charge (imperial) | charge (metric) | units | Notes
electric | customer | [9 empty] | 2000 | 2000 | $/month
electric | demand | maximum | 0 | 0 | 1 | 12 | 0 | 24 | 0 | 6 | 10.77 | 10.77 | $/kW
electric | energy |  | 0 | 0 | 1 | 1 | 0 | 1 | 0 | 0 | 0.02118 | 0.02118 | $/kWh | Actual historical prices averaged over the month
electric | energy |  | 0 | 0 | 1 | 1 | 0 | 1 | 1 | 1 | 0.02169 | 0.02169 | $/kWh
electric | energy |  | 0 | 0 | 1 | 1 | 0 | 1 | 2 | 2 | 0.021485 | 0.021485 | $/kWh
electric | energy |  | 0 | 0 | 1 | 1 | 0 | 1 | 3 | 3 | 0.02042 | 0.02042 | $/kWh
electric | energy |  | 0 | 0 | 1 | 1 | 0 | 1 | 4 | 4 | 0.019894 | 0.019894 | $/kWh
electric | energy |  | 0 | 0 | 1 | 1 | 0 | 1 | 5 | 5 | 0.021728 | 0.021728 | $/kWh
electric | energy |  | 0 | 0 | 1 | 1 | 0 | 1 | 6 | 6 | 0.02173 | 0.02173 | $/kWh
electric | energy |  | 0 | 0 | 1 | 1 | 1 | 2 | 0 | 0 | 0.020295 | 0.020295 | $/kWh
electric | energy |  | 0 | 0 | 1 | 1 | 1 | 2 | 1 | 1 | 0.020005 | 0.020005 | $/kWh
electric | energy |  | 0 | 0 | 1 | 1 | 1 | 2 | 2 | 2 | 0.02031 | 0.02031 | $/kWh
electric | energy |  | 0 | 0 | 1 | 1 | 1 | 2 | 3 | 3 | 0.01944 | 0.01944 | $/kWh
electric | energy |  | 0 | 0 | 1 | 1 | 1 | 2 | 4 | 4 | 0.01871 | 0.01871 | $/kWh
electric | energy |  | 0 | 0 | 1 | 1 | 1 | 2 | 5 | 5 | 0.020056 | 0.020056 | $/kWh
electric | energy |  | 0 | 0 | 1 | 1 | 1 | 2 | 6 | 6 | 0.019692 | 0.019692 | $/kWh
electric | energy |  | 0 | 0 | 1 | 1 | 2 | 3 | 0 | 0 | 0.019822 | 0.019822 | $/kWh
electric | energy |  | 0 | 0 | 1 | 1 | 2 | 3 | 1 | 1 | 0.019532 | 0.019532 | $/kWh
electric | energy |  | 0 | 0 | 1 | 1 | 2 | 3 | 2 | 2 | 0.019613 | 0.019613 | $/kWh
electric | energy |  | 0 | 0 | 1 | 1 | 2 | 3 | 3 | 3 | 0.018995 | 0.018995 | $/kWh
electric | energy |  | 0 | 0 | 1 | 1 | 2 | 3 | 4 | 4 | 0.017996 | 0.017996 | $/kWh
electric | energy |  | 0 | 0 | 1 | 1 | 2 | 3 | 5 | 5 | 0.01956 | 0.01956 | $/kWh
electric | energy |  | 0 | 0 | 1 | 1 | 2 | 3 | 6 | 6 | 0.019366 | 0.019366 | $/kWh
electric | energy |  | 0 | 0 | 1 | 1 | 3 | 4 | 0 | 0 | 0.019495 | 0.019495 | $/kWh
electric | energy |  | 0 | 0 | 1 | 1 | 3 | 4 | 1 | 1 | 0.019078 | 0.019078 | $/kWh
electric | energy |  | 0 | 0 | 1 | 1 | 3 | 4 | 2 | 2 | 0.019665 | 0.019665 | $/kWh
electric | energy |  | 0 | 0 | 1 | 1 | 3 | 4 | 3 | 3 | 0.018972 | 0.018972 | $/kWh
electric | energy |  | 0 | 0 | 1 | 1 | 3 | 4 | 4 | 4 | 0.01794 | 0.01794 | $/kWh
electric | energy |  | 0 | 0 | 1 | 1 | 3 | 4 | 5 | 5 | 0.019416 | 0.019416 | $/kWh
electric | energy |  | 0 | 0 | 1 | 1 | 3 | 4 | 6 | 6 | 0.01858 | 0.01858 | $/kWh
electric | energy |  | 0 | 0 | 1 | 1 | 4 | 5 | 0 | 0 | 0.02056 | 0.02056 | $/kWh
electric | energy |  | 0 | 0 | 1 | 1 | 4 | 5 | 1 | 1 | 0.020047 | 0.020047 | $/kWh
electric | energy |  | 0 | 0 | 1 | 1 | 4 | 5 | 2 | 2 | 0.020265 | 0.020265 | $/kWh
electric | energy |  | 0 | 0 | 1 | 1 | 4 | 5 | 3 | 3 | 0.019097 | 0.019097 | $/kWh
electric | energy |  | 0 | 0 | 1 | 1 | 4 | 5 | 4 | 4 | 0.017878 | 0.017878 | $/kWh
electric | energy |  | 0 | 0 | 1 | 1 | 4 | 5 | 5 | 5 | 0.019182 | 0.019182 | $/kWh
electric | energy |  | 0 | 0 | 1 | 1 | 4 | 5 | 6 | 6 | 0.018318 | 0.018318 | $/kWh
electric | energy |  | 0 | 0 | 1 | 1 | 5 | 6 | 0 | 0 | 0.023137 | 0.023137 | $/kWh
electric | energy |  | 0 | 0 | 1 | 1 | 5 | 6 | 1 | 1 | 0.021725 | 0.021725 | $/kWh
electric | energy |  | 0 | 0 | 1 | 1 | 5 | 6 | 2 | 2 | 0.02277 | 0.02277 | $/kWh
electric | energy |  | 0 | 0 | 1 | 1 | 5 | 6 | 3 | 3 | 0.020633 | 0.020633 | $/kWh
electric | energy |  | 0 | 0 | 1 | 1 | 5 | 6 | 4 | 4 | 0.01945 | 0.01945 | $/kWh
electric | energy |  | 0 | 0 | 1 | 1 | 5 | 6 | 5 | 5 | 0.019808 | 0.019808 | $/kWh
electric | energy |  | 0 | 0 | 1 | 1 | 5 | 6 | 6 | 6 | 0.018416 | 0.018416 | $/kWh
electric | energy |  | 0 | 0 | 1 | 1 | 6 | 7 | 0 | 0 | 0.027525 | 0.027525 | $/kWh
electric | energy |  | 0 | 0 | 1 | 1 | 6 | 7 | 1 | 1 | 0.027585 | 0.027585 | $/kWh
electric | energy |  | 0 | 0 | 1 | 1 | 6 | 7 | 2 | 2 | 0.027482 | 0.027482 | $/kWh
electric | energy |  | 0 | 0 | 1 | 1 | 6 | 7 | 3 | 3 | 0.02688 | 0.02688 | $/kWh
electric | energy |  | 0 | 0 | 1 | 1 | 6 | 7 | 4 | 4 | 0.024114 | 0.024114 | $/kWh
electric | energy |  | 0 | 0 | 1 | 1 | 6 | 7 | 5 | 5 | 0.020974 | 0.020974 | $/kWh
electric | energy |  | 0 | 0 | 1 | 1 | 6 | 7 | 6 | 6 | 0.020586 | 0.020586 | $/kWh
electric | energy |  | 0 | 0 | 1 | 1 | 7 | 8 | 0 | 0 | 0.031877 | 0.031877 | $/kWh
electric | energy |  | 0 | 0 | 1 | 1 | 7 | 8 | 1 | 1 | 0.03191 | 0.03191 | $/kWh
electric | energy |  | 0 | 0 | 1 | 1 | 7 | 8 | 2 | 2 | 0.031742 | 0.031742 | $/kWh
electric | energy |  | 0 | 0 | 1 | 1 | 7 | 8 | 3 | 3 | 0.032737 | 0.032737 | $/kWh
electric | energy |  | 0 | 0 | 1 | 1 | 7 | 8 | 4 | 4 | 0.032194 | 0.032194 | $/kWh
electric | energy |  | 0 | 0 | 1 | 1 | 7 | 8 | 5 | 5 | 0.026448 | 0.026448 | $/kWh
electric | energy |  | 0 | 0 | 1 | 1 | 7 | 8 | 6 | 6 | 0.021594 | 0.021594 | $/kWh
electric | energy |  | 0 | 0 | 1 | 1 | 8 | 9 | 0 | 0 | 0.033767 | 0.033767 | $/kWh
electric | energy |  | 0 | 0 | 1 | 1 | 8 | 9 | 1 | 1 | 0.032795 | 0.032795 | $/kWh
electric | energy |  | 0 | 0 | 1 | 1 | 8 | 9 | 2 | 2 | 0.03368 | 0.03368 | $/kWh
electric | energy |  | 0 | 0 | 1 | 1 | 8 | 9 | 3 | 3 | 0.035417 | 0.035417 | $/kWh
electric | energy |  | 0 | 0 | 1 | 1 | 8 | 9 | 4 | 4 | 0.033466 | 0.033466 | $/kWh
electric | energy |  | 0 | 0 | 1 | 1 | 8 | 9 | 5 | 5 | 0.032312 | 0.032312 | $/kWh
electric | energy |  | 0 | 0 | 1 | 1 | 8 | 9 | 6 | 6 | 0.02811 | 0.02811 | $/kWh
electric | energy |  | 0 | 0 | 1 | 1 | 9 | 10 | 0 | 0 | 0.033145 | 0.033145 | $/kWh
electric | energy |  | 0 | 0 | 1 | 1 | 9 | 10 | 1 | 1 | 0.031252 | 0.031252 | $/kWh
electric | energy |  | 0 | 0 | 1 | 1 | 9 | 10 | 2 | 2 | 0.032435 | 0.032435 | $/kWh
electric | energy |  | 0 | 0 | 1 | 1 | 9 | 10 | 3 | 3 | 0.03247 | 0.03247 | $/kWh
electric | energy |  | 0 | 0 | 1 | 1 | 9 | 10 | 4 | 4 | 0.032992 | 0.032992 | $/kWh
electric | energy |  | 0 | 0 | 1 | 1 | 9 | 10 | 5 | 5 | 0.030064 | 0.030064 | $/kWh
electric | energy |  | 0 | 0 | 1 | 1 | 9 | 10 | 6 | 6 | 0.02719 | 0.02719 | $/kWh
electric | energy |  | 0 | 0 | 1 | 1 | 10 | 11 | 0 | 0 | 0.03258 | 0.03258 | $/kWh
electric | energy |  | 0 | 0 | 1 | 1 | 10 | 11 | 1 | 1 | 0.03079 | 0.03079 | $/kWh
electric | energy |  | 0 | 0 | 1 | 1 | 10 | 11 | 2 | 2 | 0.032612 | 0.032612 | $/kWh
electric | energy |  | 0 | 0 | 1 | 1 | 10 | 11 | 3 | 3 | 0.031177 | 0.031177 | $/kWh
electric | energy |  | 0 | 0 | 1 | 1 | 10 | 11 | 4 | 4 | 0.032696 | 0.032696 | $/kWh
electric | energy |  | 0 | 0 | 1 | 1 | 10 | 11 | 5 | 5 | 0.029886 | 0.029886 | $/kWh
electric | energy |  | 0 | 0 | 1 | 1 | 10 | 11 | 6 | 6 | 0.02915 | 0.02915 | $/kWh
electric | energy |  | 0 | 0 | 1 | 1 | 11 | 12 | 0 | 0 | 0.031172 | 0.031172 | $/kWh
electric | energy |  | 0 | 0 | 1 | 1 | 11 | 12 | 1 | 1 | 0.030627 | 0.030627 | $/kWh
electric | energy |  | 0 | 0 | 1 | 1 | 11 | 12 | 2 | 2 | 0.031383 | 0.031383 | $/kWh
electric | energy |  | 0 | 0 | 1 | 1 | 11 | 12 | 3 | 3 | 0.03003 | 0.03003 | $/kWh
electric | energy |  | 0 | 0 | 1 | 1 | 11 | 12 | 4 | 4 | 0.029926 | 0.029926 | $/kWh
electric | energy |  | 0 | 0 | 1 | 1 | 11 | 12 | 5 | 5 | 0.028406 | 0.028406 | $/kWh
electric | energy |  | 0 | 0 | 1 | 1 | 11 | 12 | 6 | 6 | 0.030112 | 0.030112 | $/kWh
electric | energy |  | 0 | 0 | 1 | 1 | 12 | 13 | 0 | 0 | 0.029962 | 0.029962 | $/kWh
electric | energy |  | 0 | 0 | 1 | 1 | 12 | 13 | 1 | 1 | 0.029395 | 0.029395 | $/kWh
electric | energy |  | 0 | 0 | 1 | 1 | 12 | 13 | 2 | 2 | 0.029583 | 0.029583 | $/kWh
electric | energy |  | 0 | 0 | 1 | 1 | 12 | 13 | 3 | 3 | 0.02875 | 0.02875 | $/kWh
electric | energy |  | 0 | 0 | 1 | 1 | 12 | 13 | 4 | 4 | 0.027718 | 0.027718 | $/kWh
electric | energy |  | 0 | 0 | 1 | 1 | 12 | 13 | 5 | 5 | 0.02738 | 0.02738 | $/kWh
electric | energy |  | 0 | 0 | 1 | 1 | 12 | 13 | 6 | 6 | 0.028812 | 0.028812 | $/kWh
electric | energy |  | 0 | 0 | 1 | 1 | 13 | 14 | 0 | 0 | 0.028892 | 0.028892 | $/kWh
electric | energy |  | 0 | 0 | 1 | 1 | 13 | 14 | 1 | 1 | 0.028772 | 0.028772 | $/kWh
electric | energy |  | 0 | 0 | 1 | 1 | 13 | 14 | 2 | 2 | 0.02892 | 0.02892 | $/kWh
electric | energy |  | 0 | 0 | 1 | 1 | 13 | 14 | 3 | 3 | 0.027865 | 0.027865 | $/kWh
electric | energy |  | 0 | 0 | 1 | 1 | 13 | 14 | 4 | 4 | 0.027426 | 0.027426 | $/kWh
electric | energy |  | 0 | 0 | 1 | 1 | 13 | 14 | 5 | 5 | 0.026502 | 0.026502 | $/kWh
electric | energy |  | 0 | 0 | 1 | 1 | 13 | 14 | 6 | 6 | 0.027778 | 0.027778 | $/kWh
electric | energy |  | 0 | 0 | 1 | 1 | 14 | 15 | 0 | 0 | 0.028608 | 0.028608 | $/kWh
electric | energy |  | 0 | 0 | 1 | 1 | 14 | 15 | 1 | 1 | 0.02834 | 0.02834 | $/kWh
electric | energy |  | 0 | 0 | 1 | 1 | 14 | 15 | 2 | 2 | 0.028247 | 0.028247 | $/kWh
electric | energy |  | 0 | 0 | 1 | 1 | 14 | 15 | 3 | 3 | 0.02687 | 0.02687 | $/kWh
electric | energy |  | 0 | 0 | 1 | 1 | 14 | 15 | 4 | 4 | 0.027488 | 0.027488 | $/kWh
electric | energy |  | 0 | 0 | 1 | 1 | 14 | 15 | 5 | 5 | 0.026248 | 0.026248 | $/kWh
electric | energy |  | 0 | 0 | 1 | 1 | 14 | 15 | 6 | 6 | 0.027448 | 0.027448 | $/kWh
electric | energy |  | 0 | 0 | 1 | 1 | 15 | 16 | 0 | 0 | 0.028557 | 0.028557 | $/kWh
electric | energy |  | 0 | 0 | 1 | 1 | 15 | 16 | 1 | 1 | 0.028798 | 0.028798 | $/kWh
electric | energy |  | 0 | 0 | 1 | 1 | 15 | 16 | 2 | 2 | 0.028395 | 0.028395 | $/kWh
electric | energy |  | 0 | 0 | 1 | 1 | 15 | 16 | 3 | 3 | 0.027135 | 0.027135 | $/kWh
electric | energy |  | 0 | 0 | 1 | 1 | 15 | 16 | 4 | 4 | 0.027322 | 0.027322 | $/kWh
electric | energy |  | 0 | 0 | 1 | 1 | 15 | 16 | 5 | 5 | 0.02632 | 0.02632 | $/kWh
electric | energy |  | 0 | 0 | 1 | 1 | 15 | 16 | 6 | 6 | 0.02745 | 0.02745 | $/kWh
electric | energy |  | 0 | 0 | 1 | 1 | 16 | 17 | 0 | 0 | 0.032637 | 0.032637 | $/kWh
electric | energy |  | 0 | 0 | 1 | 1 | 16 | 17 | 1 | 1 | 0.03317 | 0.03317 | $/kWh
electric | energy |  | 0 | 0 | 1 | 1 | 16 | 17 | 2 | 2 | 0.03159 | 0.03159 | $/kWh
electric | energy |  | 0 | 0 | 1 | 1 | 16 | 17 | 3 | 3 | 0.03184 | 0.03184 | $/kWh
electric | energy |  | 0 | 0 | 1 | 1 | 16 | 17 | 4 | 4 | 0.031324 | 0.031324 | $/kWh
electric | energy |  | 0 | 0 | 1 | 1 | 16 | 17 | 5 | 5 | 0.030372 | 0.030372 | $/kWh
electric | energy |  | 0 | 0 | 1 | 1 | 16 | 17 | 6 | 6 | 0.031044 | 0.031044 | $/kWh
electric | energy |  | 0 | 0 | 1 | 1 | 17 | 18 | 0 | 0 | 0.04334 | 0.04334 | $/kWh
electric | energy |  | 0 | 0 | 1 | 1 | 17 | 18 | 1 | 1 | 0.04212 | 0.04212 | $/kWh
electric | energy |  | 0 | 0 | 1 | 1 | 17 | 18 | 2 | 2 | 0.040802 | 0.040802 | $/kWh
electric | energy |  | 0 | 0 | 1 | 1 | 17 | 18 | 3 | 3 | 0.042692 | 0.042692 | $/kWh
electric | energy |  | 0 | 0 | 1 | 1 | 17 | 18 | 4 | 4 | 0.041718 | 0.041718 | $/kWh
electric | energy |  | 0 | 0 | 1 | 1 | 17 | 18 | 5 | 5 | 0.039562 | 0.039562 | $/kWh
electric | energy |  | 0 | 0 | 1 | 1 | 17 | 18 | 6 | 6 | 0.043326 | 0.043326 | $/kWh
electric | energy |  | 0 | 0 | 1 | 1 | 18 | 19 | 0 | 0 | 0.036015 | 0.036015 | $/kWh
electric | energy |  | 0 | 0 | 1 | 1 | 18 | 19 | 1 | 1 | 0.03776 | 0.03776 | $/kWh
electric | energy |  | 0 | 0 | 1 | 1 | 18 | 19 | 2 | 2 | 0.035733 | 0.035733 | $/kWh
electric | energy |  | 0 | 0 | 1 | 1 | 18 | 19 | 3 | 3 | 0.036445 | 0.036445 | $/kWh
electric | energy |  | 0 | 0 | 1 | 1 | 18 | 19 | 4 | 4 | 0.036852 | 0.036852 | $/kWh
electric | energy |  | 0 | 0 | 1 | 1 | 18 | 19 | 5 | 5 | 0.03705 | 0.03705 | $/kWh
electric | energy |  | 0 | 0 | 1 | 1 | 18 | 19 | 6 | 6 | 0.04375 | 0.04375 | $/kWh
electric | energy |  | 0 | 0 | 1 | 1 | 19 | 20 | 0 | 0 | 0.032585 | 0.032585 | $/kWh
electric | energy |  | 0 | 0 | 1 | 1 | 19 | 20 | 1 | 1 | 0.032692 | 0.032692 | $/kWh
electric | energy |  | 0 | 0 | 1 | 1 | 19 | 20 | 2 | 2 | 0.03169 | 0.03169 | $/kWh
electric | energy |  | 0 | 0 | 1 | 1 | 19 | 20 | 3 | 3 | 0.03265 | 0.03265 | $/kWh
electric | energy |  | 0 | 0 | 1 | 1 | 19 | 20 | 4 | 4 | 0.032272 | 0.032272 | $/kWh
electric | energy |  | 0 | 0 | 1 | 1 | 19 | 20 | 5 | 5 | 0.033072 | 0.033072 | $/kWh
electric | energy |  | 0 | 0 | 1 | 1 | 19 | 20 | 6 | 6 | 0.035706 | 0.035706 | $/kWh
electric | energy |  | 0 | 0 | 1 | 1 | 20 | 21 | 0 | 0 | 0.029798 | 0.029798 | $/kWh
electric | energy |  | 0 | 0 | 1 | 1 | 20 | 21 | 1 | 1 | 0.029222 | 0.029222 | $/kWh
electric | energy |  | 0 | 0 | 1 | 1 | 20 | 21 | 2 | 2 | 0.03009 | 0.03009 | $/kWh
electric | energy |  | 0 | 0 | 1 | 1 | 20 | 21 | 3 | 3 | 0.02961 | 0.02961 | $/kWh
electric | energy |  | 0 | 0 | 1 | 1 | 20 | 21 | 4 | 4 | 0.029332 | 0.029332 | $/kWh
electric | energy |  | 0 | 0 | 1 | 1 | 20 | 21 | 5 | 5 | 0.030682 | 0.030682 | $/kWh
electric | energy |  | 0 | 0 | 1 | 1 | 20 | 21 | 6 | 6 | 0.031876 | 0.031876 | $/kWh
electric | energy |  | 0 | 0 | 1 | 1 | 21 | 22 | 0 | 0 | 0.026877 | 0.026877 | $/kWh
electric | energy |  | 0 | 0 | 1 | 1 | 21 | 22 | 1 | 1 | 0.027075 | 0.027075 | $/kWh
electric | energy |  | 0 | 0 | 1 | 1 | 21 | 22 | 2 | 2 | 0.02732 | 0.02732 | $/kWh
electric | energy |  | 0 | 0 | 1 | 1 | 21 | 22 | 3 | 3 | 0.026665 | 0.026665 | $/kWh
electric | energy |  | 0 | 0 | 1 | 1 | 21 | 22 | 4 | 4 | 0.026782 | 0.026782 | $/kWh
electric | energy |  | 0 | 0 | 1 | 1 | 21 | 22 | 5 | 5 | 0.027934 | 0.027934 | $/kWh
electric | energy |  | 0 | 0 | 1 | 1 | 21 | 22 | 6 | 6 | 0.026484 | 0.026484 | $/kWh
electric | energy |  | 0 | 0 | 1 | 1 | 22 | 23 | 0 | 0 | 0.024915 | 0.024915 | $/kWh
electric | energy |  | 0 | 0 | 1 | 1 | 22 | 23 | 1 | 1 | 0.024555 | 0.024555 | $/kWh
electric | energy |  | 0 | 0 | 1 | 1 | 22 | 23 | 2 | 2 | 0.025197 | 0.025197 | $/kWh
electric | energy |  | 0 | 0 | 1 | 1 | 22 | 23 | 3 | 3 | 0.023907 | 0.023907 | $/kWh
electric | energy |  | 0 | 0 | 1 | 1 | 22 | 23 | 4 | 4 | 0.024988 | 0.024988 | $/kWh
electric | energy |  | 0 | 0 | 1 | 1 | 22 | 23 | 5 | 5 | 0.02524 | 0.02524 | $/kWh
electric | energy |  | 0 | 0 | 1 | 1 | 22 | 23 | 6 | 6 | 0.0248 | 0.0248 | $/kWh
electric | energy |  | 0 | 0 | 1 | 1 | 23 | 24 | 0 | 0 | 0.023115 | 0.023115 | $/kWh
electric | energy |  | 0 | 0 | 1 | 1 | 23 | 24 | 1 | 1 | 0.023105 | 0.023105 | $/kWh
electric | energy |  | 0 | 0 | 1 | 1 | 23 | 24 | 2 | 2 | 0.023477 | 0.023477 | $/kWh
electric | energy |  | 0 | 0 | 1 | 1 | 23 | 24 | 3 | 3 | 0.021538 | 0.021538 | $/kWh
electric | energy |  | 0 | 0 | 1 | 1 | 23 | 24 | 4 | 4 | 0.02359 | 0.02359 | $/kWh
electric | energy |  | 0 | 0 | 1 | 1 | 23 | 24 | 5 | 5 | 0.024036 | 0.024036 | $/kWh
electric | energy |  | 0 | 0 | 1 | 1 | 23 | 24 | 6 | 6 | 0.023222 | 0.023222 | $/kWh
electric | energy |  | 0 | 0 | 2 | 2 | 0 | 1 | 0 | 0 | 0.034417 | 0.034417 | $/kWh
electric | energy |  | 0 | 0 | 2 | 2 | 0 | 1 | 1 | 1 | 0.035173 | 0.035173 | $/kWh
electric | energy |  | 0 | 0 | 2 | 2 | 0 | 1 | 2 | 2 | 0.032665 | 0.032665 | $/kWh
electric | energy |  | 0 | 0 | 2 | 2 | 0 | 1 | 3 | 3 | 0.045657 | 0.045657 | $/kWh
electric | energy |  | 0 | 0 | 2 | 2 | 0 | 1 | 4 | 4 | 0.04229 | 0.04229 | $/kWh
electric | energy |  | 0 | 0 | 2 | 2 | 0 | 1 | 5 | 5 | 0.029175 | 0.029175 | $/kWh
electric | energy |  | 0 | 0 | 2 | 2 | 0 | 1 | 6 | 6 | 0.03474 | 0.03474 | $/kWh
electric | energy |  | 0 | 0 | 2 | 2 | 1 | 2 | 0 | 0 | 0.032352 | 0.032352 | $/kWh
electric | energy |  | 0 | 0 | 2 | 2 | 1 | 2 | 1 | 1 | 0.032072 | 0.032072 | $/kWh
electric | energy |  | 0 | 0 | 2 | 2 | 1 | 2 | 2 | 2 | 0.030385 | 0.030385 | $/kWh
electric | energy |  | 0 | 0 | 2 | 2 | 1 | 2 | 3 | 3 | 0.041462 | 0.041462 | $/kWh
electric | energy |  | 0 | 0 | 2 | 2 | 1 | 2 | 4 | 4 | 0.03819 | 0.03819 | $/kWh
electric | energy |  | 0 | 0 | 2 | 2 | 1 | 2 | 5 | 5 | 0.026695 | 0.026695 | $/kWh
electric | energy |  | 0 | 0 | 2 | 2 | 1 | 2 | 6 | 6 | 0.031012 | 0.031012 | $/kWh
electric | energy |  | 0 | 0 | 2 | 2 | 2 | 3 | 0 | 0 | 0.029763 | 0.029763 | $/kWh
electric | energy |  | 0 | 0 | 2 | 2 | 2 | 3 | 1 | 1 | 0.029257 | 0.029257 | $/kWh
electric | energy |  | 0 | 0 | 2 | 2 | 2 | 3 | 2 | 2 | 0.028708 | 0.028708 | $/kWh
electric | energy |  | 0 | 0 | 2 | 2 | 2 | 3 | 3 | 3 | 0.040102 | 0.040102 | $/kWh
electric | energy |  | 0 | 0 | 2 | 2 | 2 | 3 | 4 | 4 | 0.038067 | 0.038067 | $/kWh
electric | energy |  | 0 | 0 | 2 | 2 | 2 | 3 | 5 | 5 | 0.02328 | 0.02328 | $/kWh
electric | energy |  | 0 | 0 | 2 | 2 | 2 | 3 | 6 | 6 | 0.03036 | 0.03036 | $/kWh
electric | energy |  | 0 | 0 | 2 | 2 | 3 | 4 | 0 | 0 | 0.030945 | 0.030945 | $/kWh
electric | energy |  | 0 | 0 | 2 | 2 | 3 | 4 | 1 | 1 | 0.029285 | 0.029285 | $/kWh
electric | energy |  | 0 | 0 | 2 | 2 | 3 | 4 | 2 | 2 | 0.02887 | 0.02887 | $/kWh
electric | energy |  | 0 | 0 | 2 | 2 | 3 | 4 | 3 | 3 | 0.039328 | 0.039328 | $/kWh
electric | energy |  | 0 | 0 | 2 | 2 | 3 | 4 | 4 | 4 | 0.038102 | 0.038102 | $/kWh
electric | energy |  | 0 | 0 | 2 | 2 | 3 | 4 | 5 | 5 | 0.023325 | 0.023325 | $/kWh
electric | energy |  | 0 | 0 | 2 | 2 | 3 | 4 | 6 | 6 | 0.029573 | 0.029573 | $/kWh
electric | energy |  | 0 | 0 | 2 | 2 | 4 | 5 | 0 | 0 | 0.032377 | 0.032377 | $/kWh
electric | energy |  | 0 | 0 | 2 | 2 | 4 | 5 | 1 | 1 | 0.029263 | 0.029263 | $/kWh
electric | energy |  | 0 | 0 | 2 | 2 | 4 | 5 | 2 | 2 | 0.031167 | 0.031167 | $/kWh
electric | energy |  | 0 | 0 | 2 | 2 | 4 | 5 | 3 | 3 | 0.0404 | 0.0404 | $/kWh
electric | energy |  | 0 | 0 | 2 | 2 | 4 | 5 | 4 | 4 | 0.038137 | 0.038137 | $/kWh
electric | energy |  | 0 | 0 | 2 | 2 | 4 | 5 | 5 | 5 | 0.024115 | 0.024115 | $/kWh
electric | energy |  | 0 | 0 | 2 | 2 | 4 | 5 | 6 | 6 | 0.029527 | 0.029527 | $/kWh
electric | energy |  | 0 | 0 | 2 | 2 | 5 | 6 | 0 | 0 | 0.037462 | 0.037462 | $/kWh
electric | energy |  | 0 | 0 | 2 | 2 | 5 | 6 | 1 | 1 | 0.032602 | 0.032602 | $/kWh
electric | energy |  | 0 | 0 | 2 | 2 | 5 | 6 | 2 | 2 | 0.034932 | 0.034932 | $/kWh
electric | energy |  | 0 | 0 | 2 | 2 | 5 | 6 | 3 | 3 | 0.045007 | 0.045007 | $/kWh
electric | energy |  | 0 | 0 | 2 | 2 | 5 | 6 | 4 | 4 | 0.04171 | 0.04171 | $/kWh
electric | energy |  | 0 | 0 | 2 | 2 | 5 | 6 | 5 | 5 | 0.026928 | 0.026928 | $/kWh
electric | energy |  | 0 | 0 | 2 | 2 | 5 | 6 | 6 | 6 | 0.032462 | 0.032462 | $/kWh
electric | energy |  | 0 | 0 | 2 | 2 | 6 | 7 | 0 | 0 | 0.044772 | 0.044772 | $/kWh
electric | energy |  | 0 | 0 | 2 | 2 | 6 | 7 | 1 | 1 | 0.040662 | 0.040662 | $/kWh
electric | energy |  | 0 | 0 | 2 | 2 | 6 | 7 | 2 | 2 | 0.044845 | 0.044845 | $/kWh
electric | energy |  | 0 | 0 | 2 | 2 | 6 | 7 | 3 | 3 | 0.054837 | 0.054837 | $/kWh
electric | energy |  | 0 | 0 | 2 | 2 | 6 | 7 | 4 | 4 | 0.05375 | 0.05375 | $/kWh
electric | energy |  | 0 | 0 | 2 | 2 | 6 | 7 | 5 | 5 | 0.030597 | 0.030597 | $/kWh
electric | energy |  | 0 | 0 | 2 | 2 | 6 | 7 | 6 | 6 | 0.034638 | 0.034638 | $/kWh
electric | energy |  | 0 | 0 | 2 | 2 | 7 | 8 | 0 | 0 | 0.05245 | 0.05245 | $/kWh
electric | energy |  | 0 | 0 | 2 | 2 | 7 | 8 | 1 | 1 | 0.043797 | 0.043797 | $/kWh
electric | energy |  | 0 | 0 | 2 | 2 | 7 | 8 | 2 | 2 | 0.053582 | 0.053582 | $/kWh
electric | energy |  | 0 | 0 | 2 | 2 | 7 | 8 | 3 | 3 | 0.057493 | 0.057493 | $/kWh
electric | energy |  | 0 | 0 | 2 | 2 | 7 | 8 | 4 | 4 | 0.057533 | 0.057533 | $/kWh
electric | energy |  | 0 | 0 | 2 | 2 | 7 | 8 | 5 | 5 | 0.034063 | 0.034063 | $/kWh
electric | energy |  | 0 | 0 | 2 | 2 | 7 | 8 | 6 | 6 | 0.032872 | 0.032872 | $/kWh
electric | energy |  | 0 | 0 | 2 | 2 | 8 | 9 | 0 | 0 | 0.058632 | 0.058632 | $/kWh
electric | energy |  | 0 | 0 | 2 | 2 | 8 | 9 | 1 | 1 | 0.04883 | 0.04883 | $/kWh
electric | energy |  | 0 | 0 | 2 | 2 | 8 | 9 | 2 | 2 | 0.055072 | 0.055072 | $/kWh
electric | energy |  | 0 | 0 | 2 | 2 | 8 | 9 | 3 | 3 | 0.064208 | 0.064208 | $/kWh
electric | energy |  | 0 | 0 | 2 | 2 | 8 | 9 | 4 | 4 | 0.061862 | 0.061862 | $/kWh
electric | energy |  | 0 | 0 | 2 | 2 | 8 | 9 | 5 | 5 | 0.041267 | 0.041267 | $/kWh
electric | energy |  | 0 | 0 | 2 | 2 | 8 | 9 | 6 | 6 | 0.03933 | 0.03933 | $/kWh
electric | energy |  | 0 | 0 | 2 | 2 | 9 | 10 | 0 | 0 | 0.057427 | 0.057427 | $/kWh
electric | energy |  | 0 | 0 | 2 | 2 | 9 | 10 | 1 | 1 | 0.047255 | 0.047255 | $/kWh
electric | energy |  | 0 | 0 | 2 | 2 | 9 | 10 | 2 | 2 | 0.051585 | 0.051585 | $/kWh
electric | energy |  | 0 | 0 | 2 | 2 | 9 | 10 | 3 | 3 | 0.059108 | 0.059108 | $/kWh
electric | energy |  | 0 | 0 | 2 | 2 | 9 | 10 | 4 | 4 | 0.05545 | 0.05545 | $/kWh
electric | energy |  | 0 | 0 | 2 | 2 | 9 | 10 | 5 | 5 | 0.04149 | 0.04149 | $/kWh
electric | energy |  | 0 | 0 | 2 | 2 | 9 | 10 | 6 | 6 | 0.040548 | 0.040548 | $/kWh
electric | energy |  | 0 | 0 | 2 | 2 | 10 | 11 | 0 | 0 | 0.051885 | 0.051885 | $/kWh
electric | energy |  | 0 | 0 | 2 | 2 | 10 | 11 | 1 | 1 | 0.045685 | 0.045685 | $/kWh
electric | energy |  | 0 | 0 | 2 | 2 | 10 | 11 | 2 | 2 | 0.0484 | 0.0484 | $/kWh
electric | energy |  | 0 | 0 | 2 | 2 | 10 | 11 | 3 | 3 | 0.056958 | 0.056958 | $/kWh
electric | energy |  | 0 | 0 | 2 | 2 | 10 | 11 | 4 | 4 | 0.055782 | 0.055782 | $/kWh
electric | energy |  | 0 | 0 | 2 | 2 | 10 | 11 | 5 | 5 | 0.037135 | 0.037135 | $/kWh
electric | energy |  | 0 | 0 | 2 | 2 | 10 | 11 | 6 | 6 | 0.038515 | 0.038515 | $/kWh
electric | energy |  | 0 | 0 | 2 | 2 | 11 | 12 | 0 | 0 | 0.048205 | 0.048205 | $/kWh
electric | energy |  | 0 | 0 | 2 | 2 | 11 | 12 | 1 | 1 | 0.04491 | 0.04491 | $/kWh
electric | energy |  | 0 | 0 | 2 | 2 | 11 | 12 | 2 | 2 | 0.04617 | 0.04617 | $/kWh
electric | energy |  | 0 | 0 | 2 | 2 | 11 | 12 | 3 | 3 | 0.054545 | 0.054545 | $/kWh
electric | energy |  | 0 | 0 | 2 | 2 | 11 | 12 | 4 | 4 | 0.05232 | 0.05232 | $/kWh
electric | energy |  | 0 | 0 | 2 | 2 | 11 | 12 | 5 | 5 | 0.03713 | 0.03713 | $/kWh
electric | energy |  | 0 | 0 | 2 | 2 | 11 | 12 | 6 | 6 | 0.036917 | 0.036917 | $/kWh
electric | energy |  | 0 | 0 | 2 | 2 | 12 | 13 | 0 | 0 | 0.045225 | 0.045225 | $/kWh
electric | energy |  | 0 | 0 | 2 | 2 | 12 | 13 | 1 | 1 | 0.04159 | 0.04159 | $/kWh
electric | energy |  | 0 | 0 | 2 | 2 | 12 | 13 | 2 | 2 | 0.042563 | 0.042563 | $/kWh
electric | energy |  | 0 | 0 | 2 | 2 | 12 | 13 | 3 | 3 | 0.051752 | 0.051752 | $/kWh
electric | energy |  | 0 | 0 | 2 | 2 | 12 | 13 | 4 | 4 | 0.049705 | 0.049705 | $/kWh
electric | energy |  | 0 | 0 | 2 | 2 | 12 | 13 | 5 | 5 | 0.035565 | 0.035565 | $/kWh
electric | energy |  | 0 | 0 | 2 | 2 | 12 | 13 | 6 | 6 | 0.035513 | 0.035513 | $/kWh
electric | energy |  | 0 | 0 | 2 | 2 | 13 | 14 | 0 | 0 | 0.044045 | 0.044045 | $/kWh
electric | energy |  | 0 | 0 | 2 | 2 | 13 | 14 | 1 | 1 | 0.04002 | 0.04002 | $/kWh
electric | energy |  | 0 | 0 | 2 | 2 | 13 | 14 | 2 | 2 | 0.039778 | 0.039778 | $/kWh
electric | energy |  | 0 | 0 | 2 | 2 | 13 | 14 | 3 | 3 | 0.050295 | 0.050295 | $/kWh
electric | energy |  | 0 | 0 | 2 | 2 | 13 | 14 | 4 | 4 | 0.04729 | 0.04729 | $/kWh
electric | energy |  | 0 | 0 | 2 | 2 | 13 | 14 | 5 | 5 | 0.033625 | 0.033625 | $/kWh
electric | energy |  | 0 | 0 | 2 | 2 | 13 | 14 | 6 | 6 | 0.033228 | 0.033228 | $/kWh
electric | energy |  | 0 | 0 | 2 | 2 | 14 | 15 | 0 | 0 | 0.042855 | 0.042855 | $/kWh
electric | energy |  | 0 | 0 | 2 | 2 | 14 | 15 | 1 | 1 | 0.03849 | 0.03849 | $/kWh
electric | energy |  | 0 | 0 | 2 | 2 | 14 | 15 | 2 | 2 | 0.038 | 0.038 | $/kWh
electric | energy |  | 0 | 0 | 2 | 2 | 14 | 15 | 3 | 3 | 0.0469 | 0.0469 | $/kWh
electric | energy |  | 0 | 0 | 2 | 2 | 14 | 15 | 4 | 4 | 0.0453 | 0.0453 | $/kWh
electric | energy |  | 0 | 0 | 2 | 2 | 14 | 15 | 5 | 5 | 0.031545 | 0.031545 | $/kWh
electric | energy |  | 0 | 0 | 2 | 2 | 14 | 15 | 6 | 6 | 0.032267 | 0.032267 | $/kWh
electric | energy |  | 0 | 0 | 2 | 2 | 15 | 16 | 0 | 0 | 0.043143 | 0.043143 | $/kWh
electric | energy |  | 0 | 0 | 2 | 2 | 15 | 16 | 1 | 1 | 0.039015 | 0.039015 | $/kWh
electric | energy |  | 0 | 0 | 2 | 2 | 15 | 16 | 2 | 2 | 0.038257 | 0.038257 | $/kWh
electric | energy |  | 0 | 0 | 2 | 2 | 15 | 16 | 3 | 3 | 0.047925 | 0.047925 | $/kWh
electric | energy |  | 0 | 0 | 2 | 2 | 15 | 16 | 4 | 4 | 0.046437 | 0.046437 | $/kWh
electric | energy |  | 0 | 0 | 2 | 2 | 15 | 16 | 5 | 5 | 0.032383 | 0.032383 | $/kWh
electric | energy |  | 0 | 0 | 2 | 2 | 15 | 16 | 6 | 6 | 0.032422 | 0.032422 | $/kWh
electric | energy |  | 0 | 0 | 2 | 2 | 16 | 17 | 0 | 0 | 0.048407 | 0.048407 | $/kWh
electric | energy |  | 0 | 0 | 2 | 2 | 16 | 17 | 1 | 1 | 0.04314 | 0.04314 | $/kWh
electric | energy |  | 0 | 0 | 2 | 2 | 16 | 17 | 2 | 2 | 0.045507 | 0.045507 | $/kWh
electric | energy |  | 0 | 0 | 2 | 2 | 16 | 17 | 3 | 3 | 0.052818 | 0.052818 | $/kWh
electric | energy |  | 0 | 0 | 2 | 2 | 16 | 17 | 4 | 4 | 0.050188 | 0.050188 | $/kWh
electric | energy |  | 0 | 0 | 2 | 2 | 16 | 17 | 5 | 5 | 0.03807 | 0.03807 | $/kWh
electric | energy |  | 0 | 0 | 2 | 2 | 16 | 17 | 6 | 6 | 0.037745 | 0.037745 | $/kWh
electric | energy |  | 0 | 0 | 2 | 2 | 17 | 18 | 0 | 0 | 0.062893 | 0.062893 | $/kWh
electric | energy |  | 0 | 0 | 2 | 2 | 17 | 18 | 1 | 1 | 0.054547 | 0.054547 | $/kWh
electric | energy |  | 0 | 0 | 2 | 2 | 17 | 18 | 2 | 2 | 0.060628 | 0.060628 | $/kWh
electric | energy |  | 0 | 0 | 2 | 2 | 17 | 18 | 3 | 3 | 0.070132 | 0.070132 | $/kWh
electric | energy |  | 0 | 0 | 2 | 2 | 17 | 18 | 4 | 4 | 0.063687 | 0.063687 | $/kWh
electric | energy |  | 0 | 0 | 2 | 2 | 17 | 18 | 5 | 5 | 0.047555 | 0.047555 | $/kWh
electric | energy |  | 0 | 0 | 2 | 2 | 17 | 18 | 6 | 6 | 0.0478 | 0.0478 | $/kWh
electric | energy |  | 0 | 0 | 2 | 2 | 18 | 19 | 0 | 0 | 0.067055 | 0.067055 | $/kWh
electric | energy |  | 0 | 0 | 2 | 2 | 18 | 19 | 1 | 1 | 0.058228 | 0.058228 | $/kWh
electric | energy |  | 0 | 0 | 2 | 2 | 18 | 19 | 2 | 2 | 0.066272 | 0.066272 | $/kWh
electric | energy |  | 0 | 0 | 2 | 2 | 18 | 19 | 3 | 3 | 0.074575 | 0.074575 | $/kWh
electric | energy |  | 0 | 0 | 2 | 2 | 18 | 19 | 4 | 4 | 0.064352 | 0.064352 | $/kWh
electric | energy |  | 0 | 0 | 2 | 2 | 18 | 19 | 5 | 5 | 0.051757 | 0.051757 | $/kWh
electric | energy |  | 0 | 0 | 2 | 2 | 18 | 19 | 6 | 6 | 0.049725 | 0.049725 | $/kWh
electric | energy |  | 0 | 0 | 2 | 2 | 19 | 20 | 0 | 0 | 0.05538 | 0.05538 | $/kWh
electric | energy |  | 0 | 0 | 2 | 2 | 19 | 20 | 1 | 1 | 0.046933 | 0.046933 | $/kWh
electric | energy |  | 0 | 0 | 2 | 2 | 19 | 20 | 2 | 2 | 0.05717 | 0.05717 | $/kWh
electric | energy |  | 0 | 0 | 2 | 2 | 19 | 20 | 3 | 3 | 0.060925 | 0.060925 | $/kWh
electric | energy |  | 0 | 0 | 2 | 2 | 19 | 20 | 4 | 4 | 0.054377 | 0.054377 | $/kWh
electric | energy |  | 0 | 0 | 2 | 2 | 19 | 20 | 5 | 5 | 0.043408 | 0.043408 | $/kWh
electric | energy |  | 0 | 0 | 2 | 2 | 19 | 20 | 6 | 6 | 0.042447 | 0.042447 | $/kWh
electric | energy |  | 0 | 0 | 2 | 2 | 20 | 21 | 0 | 0 | 0.048505 | 0.048505 | $/kWh
electric | energy |  | 0 | 0 | 2 | 2 | 20 | 21 | 1 | 1 | 0.04002 | 0.04002 | $/kWh
electric | energy |  | 0 | 0 | 2 | 2 | 20 | 21 | 2 | 2 | 0.047837 | 0.047837 | $/kWh
electric | energy |  | 0 | 0 | 2 | 2 | 20 | 21 | 3 | 3 | 0.053805 | 0.053805 | $/kWh
electric | energy |  | 0 | 0 | 2 | 2 | 20 | 21 | 4 | 4 | 0.0491 | 0.0491 | $/kWh
electric | energy |  | 0 | 0 | 2 | 2 | 20 | 21 | 5 | 5 | 0.037065 | 0.037065 | $/kWh
electric | energy |  | 0 | 0 | 2 | 2 | 20 | 21 | 6 | 6 | 0.036152 | 0.036152 | $/kWh
electric | energy |  | 0 | 0 | 2 | 2 | 21 | 22 | 0 | 0 | 0.041177 | 0.041177 | $/kWh
electric | energy |  | 0 | 0 | 2 | 2 | 21 | 22 | 1 | 1 | 0.035685 | 0.035685 | $/kWh
electric | energy |  | 0 | 0 | 2 | 2 | 21 | 22 | 2 | 2 | 0.04042 | 0.04042 | $/kWh
electric | energy |  | 0 | 0 | 2 | 2 | 21 | 22 | 3 | 3 | 0.047462 | 0.047462 | $/kWh
electric | energy |  | 0 | 0 | 2 | 2 | 21 | 22 | 4 | 4 | 0.044475 | 0.044475 | $/kWh
electric | energy |  | 0 | 0 | 2 | 2 | 21 | 22 | 5 | 5 | 0.034063 | 0.034063 | $/kWh
electric | energy |  | 0 | 0 | 2 | 2 | 21 | 22 | 6 | 6 | 0.03363 | 0.03363 | $/kWh
electric | energy |  | 0 | 0 | 2 | 2 | 22 | 23 | 0 | 0 | 0.03967 | 0.03967 | $/kWh
electric | energy |  | 0 | 0 | 2 | 2 | 22 | 23 | 1 | 1 | 0.034392 | 0.034392 | $/kWh
electric | energy |  | 0 | 0 | 2 | 2 | 22 | 23 | 2 | 2 | 0.040365 | 0.040365 | $/kWh
electric | energy |  | 0 | 0 | 2 | 2 | 22 | 23 | 3 | 3 | 0.044928 | 0.044928 | $/kWh
electric | energy |  | 0 | 0 | 2 | 2 | 22 | 23 | 4 | 4 | 0.042752 | 0.042752 | $/kWh
electric | energy |  | 0 | 0 | 2 | 2 | 22 | 23 | 5 | 5 | 0.033795 | 0.033795 | $/kWh
electric | energy |  | 0 | 0 | 2 | 2 | 22 | 23 | 6 | 6 | 0.033592 | 0.033592 | $/kWh
electric | energy |  | 0 | 0 | 2 | 2 | 23 | 24 | 0 | 0 | 0.036965 | 0.036965 | $/kWh
electric | energy |  | 0 | 0 | 2 | 2 | 23 | 24 | 1 | 1 | 0.03366 | 0.03366 | $/kWh
electric | energy |  | 0 | 0 | 2 | 2 | 23 | 24 | 2 | 2 | 0.037632 | 0.037632 | $/kWh
electric | energy |  | 0 | 0 | 2 | 2 | 23 | 24 | 3 | 3 | 0.04442 | 0.04442 | $/kWh
electric | energy |  | 0 | 0 | 2 | 2 | 23 | 24 | 4 | 4 | 0.039567 | 0.039567 | $/kWh
electric | energy |  | 0 | 0 | 2 | 2 | 23 | 24 | 5 | 5 | 0.032495 | 0.032495 | $/kWh
electric | energy |  | 0 | 0 | 2 | 2 | 23 | 24 | 6 | 6 | 0.031765 | 0.031765 | $/kWh
electric | energy |  | 0 | 0 | 3 | 3 | 0 | 1 | 0 | 0 | 0.014926 | 0.014926 | $/kWh
electric | energy |  | 0 | 0 | 3 | 3 | 0 | 1 | 1 | 1 | 0.014688 | 0.014688 | $/kWh
electric | energy |  | 0 | 0 | 3 | 3 | 0 | 1 | 2 | 2 | 0.012752 | 0.012752 | $/kWh
electric | energy |  | 0 | 0 | 3 | 3 | 0 | 1 | 3 | 3 | 0.01284 | 0.01284 | $/kWh
electric | energy |  | 0 | 0 | 3 | 3 | 0 | 1 | 4 | 4 | 0.012167 | 0.012167 | $/kWh
electric | energy |  | 0 | 0 | 3 | 3 | 0 | 1 | 5 | 5 | 0.01551 | 0.01551 | $/kWh
electric | energy |  | 0 | 0 | 3 | 3 | 0 | 1 | 6 | 6 | 0.015338 | 0.015338 | $/kWh
electric | energy |  | 0 | 0 | 3 | 3 | 1 | 2 | 0 | 0 | 0.013988 | 0.013988 | $/kWh
electric | energy |  | 0 | 0 | 3 | 3 | 1 | 2 | 1 | 1 | 0.013964 | 0.013964 | $/kWh
electric | energy |  | 0 | 0 | 3 | 3 | 1 | 2 | 2 | 2 | 0.01177 | 0.01177 | $/kWh
electric | energy |  | 0 | 0 | 3 | 3 | 1 | 2 | 3 | 3 | 0.011543 | 0.011543 | $/kWh
electric | energy |  | 0 | 0 | 3 | 3 | 1 | 2 | 4 | 4 | 0.011655 | 0.011655 | $/kWh
electric | energy |  | 0 | 0 | 3 | 3 | 1 | 2 | 5 | 5 | 0.015048 | 0.015048 | $/kWh
electric | energy |  | 0 | 0 | 3 | 3 | 1 | 2 | 6 | 6 | 0.013862 | 0.013862 | $/kWh
electric | energy |  | 0 | 0 | 3 | 3 | 2 | 3 | 0 | 0 | 0.013646 | 0.013646 | $/kWh
electric | energy |  | 0 | 0 | 3 | 3 | 2 | 3 | 1 | 1 | 0.014034 | 0.014034 | $/kWh
electric | energy |  | 0 | 0 | 3 | 3 | 2 | 3 | 2 | 2 | 0.01138 | 0.01138 | $/kWh
electric | energy |  | 0 | 0 | 3 | 3 | 2 | 3 | 3 | 3 | 0.011092 | 0.011092 | $/kWh
electric | energy |  | 0 | 0 | 3 | 3 | 2 | 3 | 4 | 4 | 0.011425 | 0.011425 | $/kWh
electric | energy |  | 0 | 0 | 3 | 3 | 2 | 3 | 5 | 5 | 0.014485 | 0.014485 | $/kWh
electric | energy |  | 0 | 0 | 3 | 3 | 2 | 3 | 6 | 6 | 0.01039 | 0.01039 | $/kWh
electric | energy |  | 0 | 0 | 3 | 3 | 3 | 4 | 0 | 0 | 0.013504 | 0.013504 | $/kWh
electric | energy |  | 0 | 0 | 3 | 3 | 3 | 4 | 1 | 1 | 0.01402 | 0.01402 | $/kWh
electric | energy |  | 0 | 0 | 3 | 3 | 3 | 4 | 2 | 2 | 0.011362 | 0.011362 | $/kWh
electric | energy |  | 0 | 0 | 3 | 3 | 3 | 4 | 3 | 3 | 0.01105 | 0.01105 | $/kWh
electric | energy |  | 0 | 0 | 3 | 3 | 3 | 4 | 4 | 4 | 0.011173 | 0.011173 | $/kWh
electric | energy |  | 0 | 0 | 3 | 3 | 3 | 4 | 5 | 5 | 0.013762 | 0.013762 | $/kWh
electric | energy |  | 0 | 0 | 3 | 3 | 3 | 4 | 6 | 6 | 0.01309 | 0.01309 | $/kWh
electric | energy |  | 0 | 0 | 3 | 3 | 4 | 5 | 0 | 0 | 0.014572 | 0.014572 | $/kWh
electric | energy |  | 0 | 0 | 3 | 3 | 4 | 5 | 1 | 1 | 0.013526 | 0.013526 | $/kWh
electric | energy |  | 0 | 0 | 3 | 3 | 4 | 5 | 2 | 2 | 0.01187 | 0.01187 | $/kWh
electric | energy |  | 0 | 0 | 3 | 3 | 4 | 5 | 3 | 3 | 0.0113 | 0.0113 | $/kWh
electric | energy |  | 0 | 0 | 3 | 3 | 4 | 5 | 4 | 4 | 0.011535 | 0.011535 | $/kWh
electric | energy |  | 0 | 0 | 3 | 3 | 4 | 5 | 5 | 5 | 0.014053 | 0.014053 | $/kWh
electric | energy |  | 0 | 0 | 3 | 3 | 4 | 5 | 6 | 6 | 0.01303 | 0.01303 | $/kWh
electric | energy |  | 0 | 0 | 3 | 3 | 5 | 6 | 0 | 0 | 0.017236 | 0.017236 | $/kWh
electric | energy |  | 0 | 0 | 3 | 3 | 5 | 6 | 1 | 1 | 0.01591 | 0.01591 | $/kWh
electric | energy |  | 0 | 0 | 3 | 3 | 5 | 6 | 2 | 2 | 0.012798 | 0.012798 | $/kWh
electric | energy |  | 0 | 0 | 3 | 3 | 5 | 6 | 3 | 3 | 0.01249 | 0.01249 | $/kWh
electric | energy |  | 0 | 0 | 3 | 3 | 5 | 6 | 4 | 4 | 0.012417 | 0.012417 | $/kWh
electric | energy |  | 0 | 0 | 3 | 3 | 5 | 6 | 5 | 5 | 0.015867 | 0.015867 | $/kWh
electric | energy |  | 0 | 0 | 3 | 3 | 5 | 6 | 6 | 6 | 0.012993 | 0.012993 | $/kWh
electric | energy |  | 0 | 0 | 3 | 3 | 6 | 7 | 0 | 0 | 0.022886 | 0.022886 | $/kWh
electric | energy |  | 0 | 0 | 3 | 3 | 6 | 7 | 1 | 1 | 0.021832 | 0.021832 | $/kWh
electric | energy |  | 0 | 0 | 3 | 3 | 6 | 7 | 2 | 2 | 0.01656 | 0.01656 | $/kWh
electric | energy |  | 0 | 0 | 3 | 3 | 6 | 7 | 3 | 3 | 0.01768 | 0.01768 | $/kWh
electric | energy |  | 0 | 0 | 3 | 3 | 6 | 7 | 4 | 4 | 0.016923 | 0.016923 | $/kWh
electric | energy |  | 0 | 0 | 3 | 3 | 6 | 7 | 5 | 5 | 0.01765 | 0.01765 | $/kWh
electric | energy |  | 0 | 0 | 3 | 3 | 6 | 7 | 6 | 6 | 0.01433 | 0.01433 | $/kWh
electric | energy |  | 0 | 0 | 3 | 3 | 7 | 8 | 0 | 0 | 0.026944 | 0.026944 | $/kWh
electric | energy |  | 0 | 0 | 3 | 3 | 7 | 8 | 1 | 1 | 0.024212 | 0.024212 | $/kWh
electric | energy |  | 0 | 0 | 3 | 3 | 7 | 8 | 2 | 2 | 0.018402 | 0.018402 | $/kWh
electric | energy |  | 0 | 0 | 3 | 3 | 7 | 8 | 3 | 3 | 0.01886 | 0.01886 | $/kWh
electric | energy |  | 0 | 0 | 3 | 3 | 7 | 8 | 4 | 4 | 0.020938 | 0.020938 | $/kWh
electric | energy |  | 0 | 0 | 3 | 3 | 7 | 8 | 5 | 5 | 0.018435 | 0.018435 | $/kWh
electric | energy |  | 0 | 0 | 3 | 3 | 7 | 8 | 6 | 6 | 0.015555 | 0.015555 | $/kWh
electric | energy |  | 0 | 0 | 3 | 3 | 8 | 9 | 0 | 0 | 0.026878 | 0.026878 | $/kWh
electric | energy |  | 0 | 0 | 3 | 3 | 8 | 9 | 1 | 1 | 0.024756 | 0.024756 | $/kWh
electric | energy |  | 0 | 0 | 3 | 3 | 8 | 9 | 2 | 2 | 0.02024 | 0.02024 | $/kWh
electric | energy |  | 0 | 0 | 3 | 3 | 8 | 9 | 3 | 3 | 0.021007 | 0.021007 | $/kWh
electric | energy |  | 0 | 0 | 3 | 3 | 8 | 9 | 4 | 4 | 0.022353 | 0.022353 | $/kWh
electric | energy |  | 0 | 0 | 3 | 3 | 8 | 9 | 5 | 5 | 0.02261 | 0.02261 | $/kWh
electric | energy |  | 0 | 0 | 3 | 3 | 8 | 9 | 6 | 6 | 0.018677 | 0.018677 | $/kWh
electric | energy |  | 0 | 0 | 3 | 3 | 9 | 10 | 0 | 0 | 0.02532 | 0.02532 | $/kWh
electric | energy |  | 0 | 0 | 3 | 3 | 9 | 10 | 1 | 1 | 0.021746 | 0.021746 | $/kWh
electric | energy |  | 0 | 0 | 3 | 3 | 9 | 10 | 2 | 2 | 0.019774 | 0.019774 | $/kWh
electric | energy |  | 0 | 0 | 3 | 3 | 9 | 10 | 3 | 3 | 0.019367 | 0.019367 | $/kWh
electric | energy |  | 0 | 0 | 3 | 3 | 9 | 10 | 4 | 4 | 0.022335 | 0.022335 | $/kWh
electric | energy |  | 0 | 0 | 3 | 3 | 9 | 10 | 5 | 5 | 0.02244 | 0.02244 | $/kWh
electric | energy |  | 0 | 0 | 3 | 3 | 9 | 10 | 6 | 6 | 0.018165 | 0.018165 | $/kWh
electric | energy |  | 0 | 0 | 3 | 3 | 10 | 11 | 0 | 0 | 0.023488 | 0.023488 | $/kWh
electric | energy |  | 0 | 0 | 3 | 3 | 10 | 11 | 1 | 1 | 0.021098 | 0.021098 | $/kWh
electric | energy |  | 0 | 0 | 3 | 3 | 10 | 11 | 2 | 2 | 0.01828 | 0.01828 | $/kWh
electric | energy |  | 0 | 0 | 3 | 3 | 10 | 11 | 3 | 3 | 0.018245 | 0.018245 | $/kWh
electric | energy |  | 0 | 0 | 3 | 3 | 10 | 11 | 4 | 4 | 0.020265 | 0.020265 | $/kWh
electric | energy |  | 0 | 0 | 3 | 3 | 10 | 11 | 5 | 5 | 0.020952 | 0.020952 | $/kWh
electric | energy |  | 0 | 0 | 3 | 3 | 10 | 11 | 6 | 6 | 0.017368 | 0.017368 | $/kWh
electric | energy |  | 0 | 0 | 3 | 3 | 11 | 12 | 0 | 0 | 0.022286 | 0.022286 | $/kWh
electric | energy |  | 0 | 0 | 3 | 3 | 11 | 12 | 1 | 1 | 0.020584 | 0.020584 | $/kWh
electric | energy |  | 0 | 0 | 3 | 3 | 11 | 12 | 2 | 2 | 0.018168 | 0.018168 | $/kWh
electric | energy |  | 0 | 0 | 3 | 3 | 11 | 12 | 3 | 3 | 0.01745 | 0.01745 | $/kWh
electric | energy |  | 0 | 0 | 3 | 3 | 11 | 12 | 4 | 4 | 0.019082 | 0.019082 | $/kWh
electric | energy |  | 0 | 0 | 3 | 3 | 11 | 12 | 5 | 5 | 0.020413 | 0.020413 | $/kWh
electric | energy |  | 0 | 0 | 3 | 3 | 11 | 12 | 6 | 6 | 0.016715 | 0.016715 | $/kWh
electric | energy |  | 0 | 0 | 3 | 3 | 12 | 13 | 0 | 0 | 0.020638 | 0.020638 | $/kWh
electric | energy |  | 0 | 0 | 3 | 3 | 12 | 13 | 1 | 1 | 0.01873 | 0.01873 | $/kWh
electric | energy |  | 0 | 0 | 3 | 3 | 12 | 13 | 2 | 2 | 0.017372 | 0.017372 | $/kWh
electric | energy |  | 0 | 0 | 3 | 3 | 12 | 13 | 3 | 3 | 0.016627 | 0.016627 | $/kWh
electric | energy |  | 0 | 0 | 3 | 3 | 12 | 13 | 4 | 4 | 0.017882 | 0.017882 | $/kWh
electric | energy |  | 0 | 0 | 3 | 3 | 12 | 13 | 5 | 5 | 0.018353 | 0.018353 | $/kWh
electric | energy |  | 0 | 0 | 3 | 3 | 12 | 13 | 6 | 6 | 0.016072 | 0.016072 | $/kWh
electric | energy |  | 0 | 0 | 3 | 3 | 13 | 14 | 0 | 0 | 0.018784 | 0.018784 | $/kWh
electric | energy |  | 0 | 0 | 3 | 3 | 13 | 14 | 1 | 1 | 0.017476 | 0.017476 | $/kWh
electric | energy |  | 0 | 0 | 3 | 3 | 13 | 14 | 2 | 2 | 0.016792 | 0.016792 | $/kWh
electric | energy |  | 0 | 0 | 3 | 3 | 13 | 14 | 3 | 3 | 0.016125 | 0.016125 | $/kWh
electric | energy |  | 0 | 0 | 3 | 3 | 13 | 14 | 4 | 4 | 0.01719 | 0.01719 | $/kWh
electric | energy |  | 0 | 0 | 3 | 3 | 13 | 14 | 5 | 5 | 0.01697 | 0.01697 | $/kWh
electric | energy |  | 0 | 0 | 3 | 3 | 13 | 14 | 6 | 6 | 0.0152 | 0.0152 | $/kWh
electric | energy |  | 0 | 0 | 3 | 3 | 14 | 15 | 0 | 0 | 0.018 | 0.018 | $/kWh
electric | energy |  | 0 | 0 | 3 | 3 | 14 | 15 | 1 | 1 | 0.016316 | 0.016316 | $/kWh
electric | energy |  | 0 | 0 | 3 | 3 | 14 | 15 | 2 | 2 | 0.016156 | 0.016156 | $/kWh
electric | energy |  | 0 | 0 | 3 | 3 | 14 | 15 | 3 | 3 | 0.01538 | 0.01538 | $/kWh
electric | energy |  | 0 | 0 | 3 | 3 | 14 | 15 | 4 | 4 | 0.016618 | 0.016618 | $/kWh
electric | energy |  | 0 | 0 | 3 | 3 | 14 | 15 | 5 | 5 | 0.01541 | 0.01541 | $/kWh
electric | energy |  | 0 | 0 | 3 | 3 | 14 | 15 | 6 | 6 | 0.014285 | 0.014285 | $/kWh
electric | energy |  | 0 | 0 | 3 | 3 | 15 | 16 | 0 | 0 | 0.017852 | 0.017852 | $/kWh
electric | energy |  | 0 | 0 | 3 | 3 | 15 | 16 | 1 | 1 | 0.016356 | 0.016356 | $/kWh
electric | energy |  | 0 | 0 | 3 | 3 | 15 | 16 | 2 | 2 | 0.015654 | 0.015654 | $/kWh
electric | energy |  | 0 | 0 | 3 | 3 | 15 | 16 | 3 | 3 | 0.015255 | 0.015255 | $/kWh
electric | energy |  | 0 | 0 | 3 | 3 | 15 | 16 | 4 | 4 | 0.016512 | 0.016512 | $/kWh
electric | energy |  | 0 | 0 | 3 | 3 | 15 | 16 | 5 | 5 | 0.015185 | 0.015185 | $/kWh
electric | energy |  | 0 | 0 | 3 | 3 | 15 | 16 | 6 | 6 | 0.014257 | 0.014257 | $/kWh
electric | energy |  | 0 | 0 | 3 | 3 | 16 | 17 | 0 | 0 | 0.019996 | 0.019996 | $/kWh
electric | energy |  | 0 | 0 | 3 | 3 | 16 | 17 | 1 | 1 | 0.01768 | 0.01768 | $/kWh
electric | energy |  | 0 | 0 | 3 | 3 | 16 | 17 | 2 | 2 | 0.016924 | 0.016924 | $/kWh
electric | energy |  | 0 | 0 | 3 | 3 | 16 | 17 | 3 | 3 | 0.016015 | 0.016015 | $/kWh
electric | energy |  | 0 | 0 | 3 | 3 | 16 | 17 | 4 | 4 | 0.01682 | 0.01682 | $/kWh
electric | energy |  | 0 | 0 | 3 | 3 | 16 | 17 | 5 | 5 | 0.01791 | 0.01791 | $/kWh
electric | energy |  | 0 | 0 | 3 | 3 | 16 | 17 | 6 | 6 | 0.015473 | 0.015473 | $/kWh
electric | energy |  | 0 | 0 | 3 | 3 | 17 | 18 | 0 | 0 | 0.024852 | 0.024852 | $/kWh
electric | energy |  | 0 | 0 | 3 | 3 | 17 | 18 | 1 | 1 | 0.021298 | 0.021298 | $/kWh
electric | energy |  | 0 | 0 | 3 | 3 | 17 | 18 | 2 | 2 | 0.019014 | 0.019014 | $/kWh
electric | energy |  | 0 | 0 | 3 | 3 | 17 | 18 | 3 | 3 | 0.019265 | 0.019265 | $/kWh
electric | energy |  | 0 | 0 | 3 | 3 | 17 | 18 | 4 | 4 | 0.02103 | 0.02103 | $/kWh
electric | energy |  | 0 | 0 | 3 | 3 | 17 | 18 | 5 | 5 | 0.02154 | 0.02154 | $/kWh
electric | energy |  | 0 | 0 | 3 | 3 | 17 | 18 | 6 | 6 | 0.02046 | 0.02046 | $/kWh
electric | energy |  | 0 | 0 | 3 | 3 | 18 | 19 | 0 | 0 | 0.028578 | 0.028578 | $/kWh
electric | energy |  | 0 | 0 | 3 | 3 | 18 | 19 | 1 | 1 | 0.023824 | 0.023824 | $/kWh
electric | energy |  | 0 | 0 | 3 | 3 | 18 | 19 | 2 | 2 | 0.021302 | 0.021302 | $/kWh
electric | energy |  | 0 | 0 | 3 | 3 | 18 | 19 | 3 | 3 | 0.02197 | 0.02197 | $/kWh
electric | energy |  | 0 | 0 | 3 | 3 | 18 | 19 | 4 | 4 | 0.02309 | 0.02309 | $/kWh
electric | energy |  | 0 | 0 | 3 | 3 | 18 | 19 | 5 | 5 | 0.025357 | 0.025357 | $/kWh
electric | energy |  | 0 | 0 | 3 | 3 | 18 | 19 | 6 | 6 | 0.023302 | 0.023302 | $/kWh
electric | energy |  | 0 | 0 | 3 | 3 | 19 | 20 | 0 | 0 | 0.028546 | 0.028546 | $/kWh
electric | energy |  | 0 | 0 | 3 | 3 | 19 | 20 | 1 | 1 | 0.02309 | 0.02309 | $/kWh
electric | energy |  | 0 | 0 | 3 | 3 | 19 | 20 | 2 | 2 | 0.021596 | 0.021596 | $/kWh
electric | energy |  | 0 | 0 | 3 | 3 | 19 | 20 | 3 | 3 | 0.022363 | 0.022363 | $/kWh
electric | energy |  | 0 | 0 | 3 | 3 | 19 | 20 | 4 | 4 | 0.023918 | 0.023918 | $/kWh
electric | energy |  | 0 | 0 | 3 | 3 | 19 | 20 | 5 | 5 | 0.026163 | 0.026163 | $/kWh
electric | energy |  | 0 | 0 | 3 | 3 | 19 | 20 | 6 | 6 | 0.024795 | 0.024795 | $/kWh
electric | energy |  | 0 | 0 | 3 | 3 | 20 | 21 | 0 | 0 | 0.02585 | 0.02585 | $/kWh
electric | energy |  | 0 | 0 | 3 | 3 | 20 | 21 | 1 | 1 | 0.020914 | 0.020914 | $/kWh
electric | energy |  | 0 | 0 | 3 | 3 | 20 | 21 | 2 | 2 | 0.019614 | 0.019614 | $/kWh
electric | energy |  | 0 | 0 | 3 | 3 | 20 | 21 | 3 | 3 | 0.018685 | 0.018685 | $/kWh
electric | energy |  | 0 | 0 | 3 | 3 | 20 | 21 | 4 | 4 | 0.019938 | 0.019938 | $/kWh
electric | energy |  | 0 | 0 | 3 | 3 | 20 | 21 | 5 | 5 | 0.023037 | 0.023037 | $/kWh
electric | energy |  | 0 | 0 | 3 | 3 | 20 | 21 | 6 | 6 | 0.022215 | 0.022215 | $/kWh
electric | energy |  | 0 | 0 | 3 | 3 | 21 | 22 | 0 | 0 | 0.021482 | 0.021482 | $/kWh
electric | energy |  | 0 | 0 | 3 | 3 | 21 | 22 | 1 | 1 | 0.017538 | 0.017538 | $/kWh
electric | energy |  | 0 | 0 | 3 | 3 | 21 | 22 | 2 | 2 | 0.015638 | 0.015638 | $/kWh
electric | energy |  | 0 | 0 | 3 | 3 | 21 | 22 | 3 | 3 | 0.016767 | 0.016767 | $/kWh
electric | energy |  | 0 | 0 | 3 | 3 | 21 | 22 | 4 | 4 | 0.018187 | 0.018187 | $/kWh
electric | energy |  | 0 | 0 | 3 | 3 | 21 | 22 | 5 | 5 | 0.019277 | 0.019277 | $/kWh
electric | energy |  | 0 | 0 | 3 | 3 | 21 | 22 | 6 | 6 | 0.019187 | 0.019187 | $/kWh
electric | energy |  | 0 | 0 | 3 | 3 | 22 | 23 | 0 | 0 | 0.019448 | 0.019448 | $/kWh
electric | energy |  | 0 | 0 | 3 | 3 | 22 | 23 | 1 | 1 | 0.015644 | 0.015644 | $/kWh
electric | energy |  | 0 | 0 | 3 | 3 | 22 | 23 | 2 | 2 | 0.014336 | 0.014336 | $/kWh
electric | energy |  | 0 | 0 | 3 | 3 | 22 | 23 | 3 | 3 | 0.0142 | 0.0142 | $/kWh
electric | energy |  | 0 | 0 | 3 | 3 | 22 | 23 | 4 | 4 | 0.017245 | 0.017245 | $/kWh
electric | energy |  | 0 | 0 | 3 | 3 | 22 | 23 | 5 | 5 | 0.017628 | 0.017628 | $/kWh
electric | energy |  | 0 | 0 | 3 | 3 | 22 | 23 | 6 | 6 | 0.017243 | 0.017243 | $/kWh
electric | energy |  | 0 | 0 | 3 | 3 | 23 | 24 | 0 | 0 | 0.016718 | 0.016718 | $/kWh
electric | energy |  | 0 | 0 | 3 | 3 | 23 | 24 | 1 | 1 | 0.014188 | 0.014188 | $/kWh
electric | energy |  | 0 | 0 | 3 | 3 | 23 | 24 | 2 | 2 | 0.013292 | 0.013292 | $/kWh
electric | energy |  | 0 | 0 | 3 | 3 | 23 | 24 | 3 | 3 | 0.013078 | 0.013078 | $/kWh
electric | energy |  | 0 | 0 | 3 | 3 | 23 | 24 | 4 | 4 | 0.016467 | 0.016467 | $/kWh
electric | energy |  | 0 | 0 | 3 | 3 | 23 | 24 | 5 | 5 | 0.0162 | 0.0162 | $/kWh
electric | energy |  | 0 | 0 | 3 | 3 | 23 | 24 | 6 | 6 | 0.01483 | 0.01483 | $/kWh
electric | energy |  | 0 | 0 | 4 | 4 | 0 | 1 | 0 | 0 | 0.011215 | 0.011215 | $/kWh
electric | energy |  | 0 | 0 | 4 | 4 | 0 | 1 | 1 | 1 | 0.011485 | 0.011485 | $/kWh
electric | energy |  | 0 | 0 | 4 | 4 | 0 | 1 | 2 | 2 | 0.012145 | 0.012145 | $/kWh
electric | energy |  | 0 | 0 | 4 | 4 | 0 | 1 | 3 | 3 | 0.012066 | 0.012066 | $/kWh
electric | energy |  | 0 | 0 | 4 | 4 | 0 | 1 | 4 | 4 | 0.011216 | 0.011216 | $/kWh
electric | energy |  | 0 | 0 | 4 | 4 | 0 | 1 | 5 | 5 | 0.01239 | 0.01239 | $/kWh
electric | energy |  | 0 | 0 | 4 | 4 | 0 | 1 | 6 | 6 | 0.011622 | 0.011622 | $/kWh
electric | energy |  | 0 | 0 | 4 | 4 | 1 | 2 | 0 | 0 | 0.010165 | 0.010165 | $/kWh
electric | energy |  | 0 | 0 | 4 | 4 | 1 | 2 | 1 | 1 | 0.010948 | 0.010948 | $/kWh
electric | energy |  | 0 | 0 | 4 | 4 | 1 | 2 | 2 | 2 | 0.011797 | 0.011797 | $/kWh
electric | energy |  | 0 | 0 | 4 | 4 | 1 | 2 | 3 | 3 | 0.010942 | 0.010942 | $/kWh
electric | energy |  | 0 | 0 | 4 | 4 | 1 | 2 | 4 | 4 | 0.01072 | 0.01072 | $/kWh
electric | energy |  | 0 | 0 | 4 | 4 | 1 | 2 | 5 | 5 | 0.011412 | 0.011412 | $/kWh
electric | energy |  | 0 | 0 | 4 | 4 | 1 | 2 | 6 | 6 | 0.010677 | 0.010677 | $/kWh
electric | energy |  | 0 | 0 | 4 | 4 | 2 | 3 | 0 | 0 | 0.010567 | 0.010567 | $/kWh
electric | energy |  | 0 | 0 | 4 | 4 | 2 | 3 | 1 | 1 | 0.010807 | 0.010807 | $/kWh
electric | energy |  | 0 | 0 | 4 | 4 | 2 | 3 | 2 | 2 | 0.011495 | 0.011495 | $/kWh
electric | energy |  | 0 | 0 | 4 | 4 | 2 | 3 | 3 | 3 | 0.010678 | 0.010678 | $/kWh
electric | energy |  | 0 | 0 | 4 | 4 | 2 | 3 | 4 | 4 | 0.010334 | 0.010334 | $/kWh
electric | energy |  | 0 | 0 | 4 | 4 | 2 | 3 | 5 | 5 | 0.011192 | 0.011192 | $/kWh
electric | energy |  | 0 | 0 | 4 | 4 | 2 | 3 | 6 | 6 | 0.0099025 | 0.0099025 | $/kWh
electric | energy |  | 0 | 0 | 4 | 4 | 3 | 4 | 0 | 0 | 0.01017 | 0.01017 | $/kWh
electric | energy |  | 0 | 0 | 4 | 4 | 3 | 4 | 1 | 1 | 0.010692 | 0.010692 | $/kWh
electric | energy |  | 0 | 0 | 4 | 4 | 3 | 4 | 2 | 2 | 0.01106 | 0.01106 | $/kWh
electric | energy |  | 0 | 0 | 4 | 4 | 3 | 4 | 3 | 3 | 0.010518 | 0.010518 | $/kWh
electric | energy |  | 0 | 0 | 4 | 4 | 3 | 4 | 4 | 4 | 0.010266 | 0.010266 | $/kWh
electric | energy |  | 0 | 0 | 4 | 4 | 3 | 4 | 5 | 5 | 0.011397 | 0.011397 | $/kWh
electric | energy |  | 0 | 0 | 4 | 4 | 3 | 4 | 6 | 6 | 0.009815 | 0.009815 | $/kWh
electric | energy |  | 0 | 0 | 4 | 4 | 4 | 5 | 0 | 0 | 0.010403 | 0.010403 | $/kWh
electric | energy |  | 0 | 0 | 4 | 4 | 4 | 5 | 1 | 1 | 0.010948 | 0.010948 | $/kWh
electric | energy |  | 0 | 0 | 4 | 4 | 4 | 5 | 2 | 2 | 0.01177 | 0.01177 | $/kWh
electric | energy |  | 0 | 0 | 4 | 4 | 4 | 5 | 3 | 3 | 0.011102 | 0.011102 | $/kWh
electric | energy |  | 0 | 0 | 4 | 4 | 4 | 5 | 4 | 4 | 0.01025 | 0.01025 | $/kWh
electric | energy |  | 0 | 0 | 4 | 4 | 4 | 5 | 5 | 5 | 0.011328 | 0.011328 | $/kWh
electric | energy |  | 0 | 0 | 4 | 4 | 4 | 5 | 6 | 6 | 0.0098325 | 0.0098325 | $/kWh
electric | energy |  | 0 | 0 | 4 | 4 | 5 | 6 | 0 | 0 | 0.011485 | 0.011485 | $/kWh
electric | energy |  | 0 | 0 | 4 | 4 | 5 | 6 | 1 | 1 | 0.01205 | 0.01205 | $/kWh
electric | energy |  | 0 | 0 | 4 | 4 | 5 | 6 | 2 | 2 | 0.012143 | 0.012143 | $/kWh
electric | energy |  | 0 | 0 | 4 | 4 | 5 | 6 | 3 | 3 | 0.011816 | 0.011816 | $/kWh
electric | energy |  | 0 | 0 | 4 | 4 | 5 | 6 | 4 | 4 | 0.01112 | 0.01112 | $/kWh
electric | energy |  | 0 | 0 | 4 | 4 | 5 | 6 | 5 | 5 | 0.011622 | 0.011622 | $/kWh
electric | energy |  | 0 | 0 | 4 | 4 | 5 | 6 | 6 | 6 | 0.009845 | 0.009845 | $/kWh
electric | energy |  | 0 | 0 | 4 | 4 | 6 | 7 | 0 | 0 | 0.013555 | 0.013555 | $/kWh
electric | energy |  | 0 | 0 | 4 | 4 | 6 | 7 | 1 | 1 | 0.013495 | 0.013495 | $/kWh
electric | energy |  | 0 | 0 | 4 | 4 | 6 | 7 | 2 | 2 | 0.014008 | 0.014008 | $/kWh
electric | energy |  | 0 | 0 | 4 | 4 | 6 | 7 | 3 | 3 | 0.01319 | 0.01319 | $/kWh
electric | energy |  | 0 | 0 | 4 | 4 | 6 | 7 | 4 | 4 | 0.012066 | 0.012066 | $/kWh
electric | energy |  | 0 | 0 | 4 | 4 | 6 | 7 | 5 | 5 | 0.011525 | 0.011525 | $/kWh
electric | energy |  | 0 | 0 | 4 | 4 | 6 | 7 | 6 | 6 | 0.010467 | 0.010467 | $/kWh
electric | energy |  | 0 | 0 | 4 | 4 | 7 | 8 | 0 | 0 | 0.016125 | 0.016125 | $/kWh
electric | energy |  | 0 | 0 | 4 | 4 | 7 | 8 | 1 | 1 | 0.015918 | 0.015918 | $/kWh
electric | energy |  | 0 | 0 | 4 | 4 | 7 | 8 | 2 | 2 | 0.015965 | 0.015965 | $/kWh
electric | energy |  | 0 | 0 | 4 | 4 | 7 | 8 | 3 | 3 | 0.015824 | 0.015824 | $/kWh
electric | energy |  | 0 | 0 | 4 | 4 | 7 | 8 | 4 | 4 | 0.014916 | 0.014916 | $/kWh
electric | energy |  | 0 | 0 | 4 | 4 | 7 | 8 | 5 | 5 | 0.012058 | 0.012058 | $/kWh
electric | energy |  | 0 | 0 | 4 | 4 | 7 | 8 | 6 | 6 | 0.010767 | 0.010767 | $/kWh
electric | energy |  | 0 | 0 | 4 | 4 | 8 | 9 | 0 | 0 | 0.01816 | 0.01816 | $/kWh
electric | energy |  | 0 | 0 | 4 | 4 | 8 | 9 | 1 | 1 | 0.01758 | 0.01758 | $/kWh
electric | energy |  | 0 | 0 | 4 | 4 | 8 | 9 | 2 | 2 | 0.019672 | 0.019672 | $/kWh
electric | energy |  | 0 | 0 | 4 | 4 | 8 | 9 | 3 | 3 | 0.018488 | 0.018488 | $/kWh
electric | energy |  | 0 | 0 | 4 | 4 | 8 | 9 | 4 | 4 | 0.016142 | 0.016142 | $/kWh
electric | energy |  | 0 | 0 | 4 | 4 | 8 | 9 | 5 | 5 | 0.01364 | 0.01364 | $/kWh
electric | energy |  | 0 | 0 | 4 | 4 | 8 | 9 | 6 | 6 | 0.01217 | 0.01217 | $/kWh
electric | energy |  | 0 | 0 | 4 | 4 | 9 | 10 | 0 | 0 | 0.016987 | 0.016987 | $/kWh
electric | energy |  | 0 | 0 | 4 | 4 | 9 | 10 | 1 | 1 | 0.017365 | 0.017365 | $/kWh
electric | energy |  | 0 | 0 | 4 | 4 | 9 | 10 | 2 | 2 | 0.020082 | 0.020082 | $/kWh
electric | energy |  | 0 | 0 | 4 | 4 | 9 | 10 | 3 | 3 | 0.01762 | 0.01762 | $/kWh
electric | energy |  | 0 | 0 | 4 | 4 | 9 | 10 | 4 | 4 | 0.016558 | 0.016558 | $/kWh
electric | energy |  | 0 | 0 | 4 | 4 | 9 | 10 | 5 | 5 | 0.013485 | 0.013485 | $/kWh
electric | energy |  | 0 | 0 | 4 | 4 | 9 | 10 | 6 | 6 | 0.012382 | 0.012382 | $/kWh
electric | energy |  | 0 | 0 | 4 | 4 | 10 | 11 | 0 | 0 | 0.016032 | 0.016032 | $/kWh
electric | energy |  | 0 | 0 | 4 | 4 | 10 | 11 | 1 | 1 | 0.017153 | 0.017153 | $/kWh
electric | energy |  | 0 | 0 | 4 | 4 | 10 | 11 | 2 | 2 | 0.01956 | 0.01956 | $/kWh
electric | energy |  | 0 | 0 | 4 | 4 | 10 | 11 | 3 | 3 | 0.017006 | 0.017006 | $/kWh
electric | energy |  | 0 | 0 | 4 | 4 | 10 | 11 | 4 | 4 | 0.015476 | 0.015476 | $/kWh
electric | energy |  | 0 | 0 | 4 | 4 | 10 | 11 | 5 | 5 | 0.01385 | 0.01385 | $/kWh
electric | energy |  | 0 | 0 | 4 | 4 | 10 | 11 | 6 | 6 | 0.012167 | 0.012167 | $/kWh
electric | energy |  | 0 | 0 | 4 | 4 | 11 | 12 | 0 | 0 | 0.01492 | 0.01492 | $/kWh
electric | energy |  | 0 | 0 | 4 | 4 | 11 | 12 | 1 | 1 | 0.01594 | 0.01594 | $/kWh
electric | energy |  | 0 | 0 | 4 | 4 | 11 | 12 | 2 | 2 | 0.018715 | 0.018715 | $/kWh
electric | energy |  | 0 | 0 | 4 | 4 | 11 | 12 | 3 | 3 | 0.015906 | 0.015906 | $/kWh
electric | energy |  | 0 | 0 | 4 | 4 | 11 | 12 | 4 | 4 | 0.014294 | 0.014294 | $/kWh
electric | energy |  | 0 | 0 | 4 | 4 | 11 | 12 | 5 | 5 | 0.013718 | 0.013718 | $/kWh
electric | energy |  | 0 | 0 | 4 | 4 | 11 | 12 | 6 | 6 | 0.012025 | 0.012025 | $/kWh
electric | energy |  | 0 | 0 | 4 | 4 | 12 | 13 | 0 | 0 | 0.014067 | 0.014067 | $/kWh
electric | energy |  | 0 | 0 | 4 | 4 | 12 | 13 | 1 | 1 | 0.01468 | 0.01468 | $/kWh
electric | energy |  | 0 | 0 | 4 | 4 | 12 | 13 | 2 | 2 | 0.01793 | 0.01793 | $/kWh
electric | energy |  | 0 | 0 | 4 | 4 | 12 | 13 | 3 | 3 | 0.01548 | 0.01548 | $/kWh
electric | energy |  | 0 | 0 | 4 | 4 | 12 | 13 | 4 | 4 | 0.01373 | 0.01373 | $/kWh
electric | energy |  | 0 | 0 | 4 | 4 | 12 | 13 | 5 | 5 | 0.012802 | 0.012802 | $/kWh
electric | energy |  | 0 | 0 | 4 | 4 | 12 | 13 | 6 | 6 | 0.011813 | 0.011813 | $/kWh
electric | energy |  | 0 | 0 | 4 | 4 | 13 | 14 | 0 | 0 | 0.013562 | 0.013562 | $/kWh
electric | energy |  | 0 | 0 | 4 | 4 | 13 | 14 | 1 | 1 | 0.01413 | 0.01413 | $/kWh
electric | energy |  | 0 | 0 | 4 | 4 | 13 | 14 | 2 | 2 | 0.017692 | 0.017692 | $/kWh
electric | energy |  | 0 | 0 | 4 | 4 | 13 | 14 | 3 | 3 | 0.015318 | 0.015318 | $/kWh
electric | energy |  | 0 | 0 | 4 | 4 | 13 | 14 | 4 | 4 | 0.013568 | 0.013568 | $/kWh
electric | energy |  | 0 | 0 | 4 | 4 | 13 | 14 | 5 | 5 | 0.01217 | 0.01217 | $/kWh
electric | energy |  | 0 | 0 | 4 | 4 | 13 | 14 | 6 | 6 | 0.011737 | 0.011737 | $/kWh
electric | energy |  | 0 | 0 | 4 | 4 | 14 | 15 | 0 | 0 | 0.01285 | 0.01285 | $/kWh
electric | energy |  | 0 | 0 | 4 | 4 | 14 | 15 | 1 | 1 | 0.013627 | 0.013627 | $/kWh
electric | energy |  | 0 | 0 | 4 | 4 | 14 | 15 | 2 | 2 | 0.016135 | 0.016135 | $/kWh
electric | energy |  | 0 | 0 | 4 | 4 | 14 | 15 | 3 | 3 | 0.014716 | 0.014716 | $/kWh
electric | energy |  | 0 | 0 | 4 | 4 | 14 | 15 | 4 | 4 | 0.013068 | 0.013068 | $/kWh
electric | energy |  | 0 | 0 | 4 | 4 | 14 | 15 | 5 | 5 | 0.01202 | 0.01202 | $/kWh
electric | energy |  | 0 | 0 | 4 | 4 | 14 | 15 | 6 | 6 | 0.01152 | 0.01152 | $/kWh
electric | energy |  | 0 | 0 | 4 | 4 | 15 | 16 | 0 | 0 | 0.012453 | 0.012453 | $/kWh
electric | energy |  | 0 | 0 | 4 | 4 | 15 | 16 | 1 | 1 | 0.013032 | 0.013032 | $/kWh
electric | energy |  | 0 | 0 | 4 | 4 | 15 | 16 | 2 | 2 | 0.01586 | 0.01586 | $/kWh
electric | energy |  | 0 | 0 | 4 | 4 | 15 | 16 | 3 | 3 | 0.01426 | 0.01426 | $/kWh
electric | energy |  | 0 | 0 | 4 | 4 | 15 | 16 | 4 | 4 | 0.012562 | 0.012562 | $/kWh
electric | energy |  | 0 | 0 | 4 | 4 | 15 | 16 | 5 | 5 | 0.011822 | 0.011822 | $/kWh
electric | energy |  | 0 | 0 | 4 | 4 | 15 | 16 | 6 | 6 | 0.010873 | 0.010873 | $/kWh
electric | energy |  | 0 | 0 | 4 | 4 | 16 | 17 | 0 | 0 | 0.0131 | 0.0131 | $/kWh
electric | energy |  | 0 | 0 | 4 | 4 | 16 | 17 | 1 | 1 | 0.013373 | 0.013373 | $/kWh
electric | energy |  | 0 | 0 | 4 | 4 | 16 | 17 | 2 | 2 | 0.016313 | 0.016313 | $/kWh
electric | energy |  | 0 | 0 | 4 | 4 | 16 | 17 | 3 | 3 | 0.014282 | 0.014282 | $/kWh
electric | energy |  | 0 | 0 | 4 | 4 | 16 | 17 | 4 | 4 | 0.012738 | 0.012738 | $/kWh
electric | energy |  | 0 | 0 | 4 | 4 | 16 | 17 | 5 | 5 | 0.012435 | 0.012435 | $/kWh
electric | energy |  | 0 | 0 | 4 | 4 | 16 | 17 | 6 | 6 | 0.011192 | 0.011192 | $/kWh
electric | energy |  | 0 | 0 | 4 | 4 | 17 | 18 | 0 | 0 | 0.013723 | 0.013723 | $/kWh
electric | energy |  | 0 | 0 | 4 | 4 | 17 | 18 | 1 | 1 | 0.014472 | 0.014472 | $/kWh
electric | energy |  | 0 | 0 | 4 | 4 | 17 | 18 | 2 | 2 | 0.017012 | 0.017012 | $/kWh
electric | energy |  | 0 | 0 | 4 | 4 | 17 | 18 | 3 | 3 | 0.01501 | 0.01501 | $/kWh
electric | energy |  | 0 | 0 | 4 | 4 | 17 | 18 | 4 | 4 | 0.013738 | 0.013738 | $/kWh
electric | energy |  | 0 | 0 | 4 | 4 | 17 | 18 | 5 | 5 | 0.012915 | 0.012915 | $/kWh
electric | energy |  | 0 | 0 | 4 | 4 | 17 | 18 | 6 | 6 | 0.01145 | 0.01145 | $/kWh
electric | energy |  | 0 | 0 | 4 | 4 | 18 | 19 | 0 | 0 | 0.01414 | 0.01414 | $/kWh
electric | energy |  | 0 | 0 | 4 | 4 | 18 | 19 | 1 | 1 | 0.015142 | 0.015142 | $/kWh
electric | energy |  | 0 | 0 | 4 | 4 | 18 | 19 | 2 | 2 | 0.017317 | 0.017317 | $/kWh
electric | energy |  | 0 | 0 | 4 | 4 | 18 | 19 | 3 | 3 | 0.015242 | 0.015242 | $/kWh
electric | energy |  | 0 | 0 | 4 | 4 | 18 | 19 | 4 | 4 | 0.014346 | 0.014346 | $/kWh
electric | energy |  | 0 | 0 | 4 | 4 | 18 | 19 | 5 | 5 | 0.013502 | 0.013502 | $/kWh
electric | energy |  | 0 | 0 | 4 | 4 | 18 | 19 | 6 | 6 | 0.012113 | 0.012113 | $/kWh
electric | energy |  | 0 | 0 | 4 | 4 | 19 | 20 | 0 | 0 | 0.015805 | 0.015805 | $/kWh
electric | energy |  | 0 | 0 | 4 | 4 | 19 | 20 | 1 | 1 | 0.01737 | 0.01737 | $/kWh
electric | energy |  | 0 | 0 | 4 | 4 | 19 | 20 | 2 | 2 | 0.01975 | 0.01975 | $/kWh
electric | energy |  | 0 | 0 | 4 | 4 | 19 | 20 | 3 | 3 | 0.017592 | 0.017592 | $/kWh
electric | energy |  | 0 | 0 | 4 | 4 | 19 | 20 | 4 | 4 | 0.015956 | 0.015956 | $/kWh
electric | energy |  | 0 | 0 | 4 | 4 | 19 | 20 | 5 | 5 | 0.01479 | 0.01479 | $/kWh
electric | energy |  | 0 | 0 | 4 | 4 | 19 | 20 | 6 | 6 | 0.01398 | 0.01398 | $/kWh
electric | energy |  | 0 | 0 | 4 | 4 | 20 | 21 | 0 | 0 | 0.017345 | 0.017345 | $/kWh
electric | energy |  | 0 | 0 | 4 | 4 | 20 | 21 | 1 | 1 | 0.018437 | 0.018437 | $/kWh
electric | energy |  | 0 | 0 | 4 | 4 | 20 | 21 | 2 | 2 | 0.020852 | 0.020852 | $/kWh
electric | energy |  | 0 | 0 | 4 | 4 | 20 | 21 | 3 | 3 | 0.01791 | 0.01791 | $/kWh
electric | energy |  | 0 | 0 | 4 | 4 | 20 | 21 | 4 | 4 | 0.01682 | 0.01682 | $/kWh
electric | energy |  | 0 | 0 | 4 | 4 | 20 | 21 | 5 | 5 | 0.016172 | 0.016172 | $/kWh
electric | energy |  | 0 | 0 | 4 | 4 | 20 | 21 | 6 | 6 | 0.014507 | 0.014507 | $/kWh
electric | energy |  | 0 | 0 | 4 | 4 | 21 | 22 | 0 | 0 | 0.014412 | 0.014412 | $/kWh
electric | energy |  | 0 | 0 | 4 | 4 | 21 | 22 | 1 | 1 | 0.015255 | 0.015255 | $/kWh
electric | energy |  | 0 | 0 | 4 | 4 | 21 | 22 | 2 | 2 | 0.016377 | 0.016377 | $/kWh
electric | energy |  | 0 | 0 | 4 | 4 | 21 | 22 | 3 | 3 | 0.015112 | 0.015112 | $/kWh
electric | energy |  | 0 | 0 | 4 | 4 | 21 | 22 | 4 | 4 | 0.014736 | 0.014736 | $/kWh
electric | energy |  | 0 | 0 | 4 | 4 | 21 | 22 | 5 | 5 | 0.01394 | 0.01394 | $/kWh
electric | energy |  | 0 | 0 | 4 | 4 | 21 | 22 | 6 | 6 | 0.013025 | 0.013025 | $/kWh
electric | energy |  | 0 | 0 | 4 | 4 | 22 | 23 | 0 | 0 | 0.012743 | 0.012743 | $/kWh
electric | energy |  | 0 | 0 | 4 | 4 | 22 | 23 | 1 | 1 | 0.01278 | 0.01278 | $/kWh
electric | energy |  | 0 | 0 | 4 | 4 | 22 | 23 | 2 | 2 | 0.01382 | 0.01382 | $/kWh
electric | energy |  | 0 | 0 | 4 | 4 | 22 | 23 | 3 | 3 | 0.013552 | 0.013552 | $/kWh
electric | energy |  | 0 | 0 | 4 | 4 | 22 | 23 | 4 | 4 | 0.01348 | 0.01348 | $/kWh
electric | energy |  | 0 | 0 | 4 | 4 | 22 | 23 | 5 | 5 | 0.01289 | 0.01289 | $/kWh
electric | energy |  | 0 | 0 | 4 | 4 | 22 | 23 | 6 | 6 | 0.01208 | 0.01208 | $/kWh
electric | energy |  | 0 | 0 | 4 | 4 | 23 | 24 | 0 | 0 | 0.012 | 0.012 | $/kWh
electric | energy |  | 0 | 0 | 4 | 4 | 23 | 24 | 1 | 1 | 0.012505 | 0.012505 | $/kWh
electric | energy |  | 0 | 0 | 4 | 4 | 23 | 24 | 2 | 2 | 0.01272 | 0.01272 | $/kWh
electric | energy |  | 0 | 0 | 4 | 4 | 23 | 24 | 3 | 3 | 0.012538 | 0.012538 | $/kWh
electric | energy |  | 0 | 0 | 4 | 4 | 23 | 24 | 4 | 4 | 0.012628 | 0.012628 | $/kWh
electric | energy |  | 0 | 0 | 4 | 4 | 23 | 24 | 5 | 5 | 0.012105 | 0.012105 | $/kWh
electric | energy |  | 0 | 0 | 4 | 4 | 23 | 24 | 6 | 6 | 0.011852 | 0.011852 | $/kWh
electric | energy |  | 0 | 0 | 5 | 5 | 0 | 1 | 0 | 0 | 0.014946 | 0.014946 | $/kWh
electric | energy |  | 0 | 0 | 5 | 5 | 0 | 1 | 1 | 1 | 0.014698 | 0.014698 | $/kWh
electric | energy |  | 0 | 0 | 5 | 5 | 0 | 1 | 2 | 2 | 0.014127 | 0.014127 | $/kWh
electric | energy |  | 0 | 0 | 5 | 5 | 0 | 1 | 3 | 3 | 0.01682 | 0.01682 | $/kWh
electric | energy |  | 0 | 0 | 5 | 5 | 0 | 1 | 4 | 4 | 0.020407 | 0.020407 | $/kWh
electric | energy |  | 0 | 0 | 5 | 5 | 0 | 1 | 5 | 5 | 0.015162 | 0.015162 | $/kWh
electric | energy |  | 0 | 0 | 5 | 5 | 0 | 1 | 6 | 6 | 0.01467 | 0.01467 | $/kWh
electric | energy |  | 0 | 0 | 5 | 5 | 1 | 2 | 0 | 0 | 0.013694 | 0.013694 | $/kWh
electric | energy |  | 0 | 0 | 5 | 5 | 1 | 2 | 1 | 1 | 0.012365 | 0.012365 | $/kWh
electric | energy |  | 0 | 0 | 5 | 5 | 1 | 2 | 2 | 2 | 0.01256 | 0.01256 | $/kWh
electric | energy |  | 0 | 0 | 5 | 5 | 1 | 2 | 3 | 3 | 0.014812 | 0.014812 | $/kWh
electric | energy |  | 0 | 0 | 5 | 5 | 1 | 2 | 4 | 4 | 0.017845 | 0.017845 | $/kWh
electric | energy |  | 0 | 0 | 5 | 5 | 1 | 2 | 5 | 5 | 0.01352 | 0.01352 | $/kWh
electric | energy |  | 0 | 0 | 5 | 5 | 1 | 2 | 6 | 6 | 0.01324 | 0.01324 | $/kWh
electric | energy |  | 0 | 0 | 5 | 5 | 2 | 3 | 0 | 0 | 0.013226 | 0.013226 | $/kWh
electric | energy |  | 0 | 0 | 5 | 5 | 2 | 3 | 1 | 1 | 0.012113 | 0.012113 | $/kWh
electric | energy |  | 0 | 0 | 5 | 5 | 2 | 3 | 2 | 2 | 0.011522 | 0.011522 | $/kWh
electric | energy |  | 0 | 0 | 5 | 5 | 2 | 3 | 3 | 3 | 0.01389 | 0.01389 | $/kWh
electric | energy |  | 0 | 0 | 5 | 5 | 2 | 3 | 4 | 4 | 0.01614 | 0.01614 | $/kWh
electric | energy |  | 0 | 0 | 5 | 5 | 2 | 3 | 5 | 5 | 0.012838 | 0.012838 | $/kWh
electric | energy |  | 0 | 0 | 5 | 5 | 2 | 3 | 6 | 6 | 0.012112 | 0.012112 | $/kWh
electric | energy |  | 0 | 0 | 5 | 5 | 3 | 4 | 0 | 0 | 0.012986 | 0.012986 | $/kWh
electric | energy |  | 0 | 0 | 5 | 5 | 3 | 4 | 1 | 1 | 0.011915 | 0.011915 | $/kWh
electric | energy |  | 0 | 0 | 5 | 5 | 3 | 4 | 2 | 2 | 0.011938 | 0.011938 | $/kWh
electric | energy |  | 0 | 0 | 5 | 5 | 3 | 4 | 3 | 3 | 0.01377 | 0.01377 | $/kWh
electric | energy |  | 0 | 0 | 5 | 5 | 3 | 4 | 4 | 4 | 0.015688 | 0.015688 | $/kWh
electric | energy |  | 0 | 0 | 5 | 5 | 3 | 4 | 5 | 5 | 0.012224 | 0.012224 | $/kWh
electric | energy |  | 0 | 0 | 5 | 5 | 3 | 4 | 6 | 6 | 0.01197 | 0.01197 | $/kWh
electric | energy |  | 0 | 0 | 5 | 5 | 4 | 5 | 0 | 0 | 0.013248 | 0.013248 | $/kWh
electric | energy |  | 0 | 0 | 5 | 5 | 4 | 5 | 1 | 1 | 0.012 | 0.012 | $/kWh
electric | energy |  | 0 | 0 | 5 | 5 | 4 | 5 | 2 | 2 | 0.011595 | 0.011595 | $/kWh
electric | energy |  | 0 | 0 | 5 | 5 | 4 | 5 | 3 | 3 | 0.01413 | 0.01413 | $/kWh
electric | energy |  | 0 | 0 | 5 | 5 | 4 | 5 | 4 | 4 | 0.016495 | 0.016495 | $/kWh
electric | energy |  | 0 | 0 | 5 | 5 | 4 | 5 | 5 | 5 | 0.0119 | 0.0119 | $/kWh
electric | energy |  | 0 | 0 | 5 | 5 | 4 | 5 | 6 | 6 | 0.01177 | 0.01177 | $/kWh
electric | energy |  | 0 | 0 | 5 | 5 | 5 | 6 | 0 | 0 | 0.014392 | 0.014392 | $/kWh
electric | energy |  | 0 | 0 | 5 | 5 | 5 | 6 | 1 | 1 | 0.013562 | 0.013562 | $/kWh
electric | energy |  | 0 | 0 | 5 | 5 | 5 | 6 | 2 | 2 | 0.013777 | 0.013777 | $/kWh
electric | energy |  | 0 | 0 | 5 | 5 | 5 | 6 | 3 | 3 | 0.016592 | 0.016592 | $/kWh
electric | energy |  | 0 | 0 | 5 | 5 | 5 | 6 | 4 | 4 | 0.01838 | 0.01838 | $/kWh
electric | energy |  | 0 | 0 | 5 | 5 | 5 | 6 | 5 | 5 | 0.0126 | 0.0126 | $/kWh
electric | energy |  | 0 | 0 | 5 | 5 | 5 | 6 | 6 | 6 | 0.01219 | 0.01219 | $/kWh
electric | energy |  | 0 | 0 | 5 | 5 | 6 | 7 | 0 | 0 | 0.015212 | 0.015212 | $/kWh
electric | energy |  | 0 | 0 | 5 | 5 | 6 | 7 | 1 | 1 | 0.01561 | 0.01561 | $/kWh
electric | energy |  | 0 | 0 | 5 | 5 | 6 | 7 | 2 | 2 | 0.017483 | 0.017483 | $/kWh
electric | energy |  | 0 | 0 | 5 | 5 | 6 | 7 | 3 | 3 | 0.01924 | 0.01924 | $/kWh
electric | energy |  | 0 | 0 | 5 | 5 | 6 | 7 | 4 | 4 | 0.020517 | 0.020517 | $/kWh
electric | energy |  | 0 | 0 | 5 | 5 | 6 | 7 | 5 | 5 | 0.012736 | 0.012736 | $/kWh
electric | energy |  | 0 | 0 | 5 | 5 | 6 | 7 | 6 | 6 | 0.012106 | 0.012106 | $/kWh
electric | energy |  | 0 | 0 | 5 | 5 | 7 | 8 | 0 | 0 | 0.019212 | 0.019212 | $/kWh
electric | energy |  | 0 | 0 | 5 | 5 | 7 | 8 | 1 | 1 | 0.018847 | 0.018847 | $/kWh
electric | energy |  | 0 | 0 | 5 | 5 | 7 | 8 | 2 | 2 | 0.022865 | 0.022865 | $/kWh
electric | energy |  | 0 | 0 | 5 | 5 | 7 | 8 | 3 | 3 | 0.02397 | 0.02397 | $/kWh
electric | energy |  | 0 | 0 | 5 | 5 | 7 | 8 | 4 | 4 | 0.024927 | 0.024927 | $/kWh
electric | energy |  | 0 | 0 | 5 | 5 | 7 | 8 | 5 | 5 | 0.013626 | 0.013626 | $/kWh
electric | energy |  | 0 | 0 | 5 | 5 | 7 | 8 | 6 | 6 | 0.012842 | 0.012842 | $/kWh
electric | energy |  | 0 | 0 | 5 | 5 | 8 | 9 | 0 | 0 | 0.024366 | 0.024366 | $/kWh
electric | energy |  | 0 | 0 | 5 | 5 | 8 | 9 | 1 | 1 | 0.021885 | 0.021885 | $/kWh
electric | energy |  | 0 | 0 | 5 | 5 | 8 | 9 | 2 | 2 | 0.02618 | 0.02618 | $/kWh
electric | energy |  | 0 | 0 | 5 | 5 | 8 | 9 | 3 | 3 | 0.02758 | 0.02758 | $/kWh
electric | energy |  | 0 | 0 | 5 | 5 | 8 | 9 | 4 | 4 | 0.028025 | 0.028025 | $/kWh
electric | energy |  | 0 | 0 | 5 | 5 | 8 | 9 | 5 | 5 | 0.017082 | 0.017082 | $/kWh
electric | energy |  | 0 | 0 | 5 | 5 | 8 | 9 | 6 | 6 | 0.016056 | 0.016056 | $/kWh
electric | energy |  | 0 | 0 | 5 | 5 | 9 | 10 | 0 | 0 | 0.02524 | 0.02524 | $/kWh
electric | energy |  | 0 | 0 | 5 | 5 | 9 | 10 | 1 | 1 | 0.022242 | 0.022242 | $/kWh
electric | energy |  | 0 | 0 | 5 | 5 | 9 | 10 | 2 | 2 | 0.02691 | 0.02691 | $/kWh
electric | energy |  | 0 | 0 | 5 | 5 | 9 | 10 | 3 | 3 | 0.028935 | 0.028935 | $/kWh
electric | energy |  | 0 | 0 | 5 | 5 | 9 | 10 | 4 | 4 | 0.0278 | 0.0278 | $/kWh
electric | energy |  | 0 | 0 | 5 | 5 | 9 | 10 | 5 | 5 | 0.018 | 0.018 | $/kWh
electric | energy |  | 0 | 0 | 5 | 5 | 9 | 10 | 6 | 6 | 0.017094 | 0.017094 | $/kWh
electric | energy |  | 0 | 0 | 5 | 5 | 10 | 11 | 0 | 0 | 0.024996 | 0.024996 | $/kWh
electric | energy |  | 0 | 0 | 5 | 5 | 10 | 11 | 1 | 1 | 0.023905 | 0.023905 | $/kWh
electric | energy |  | 0 | 0 | 5 | 5 | 10 | 11 | 2 | 2 | 0.026825 | 0.026825 | $/kWh
electric | energy |  | 0 | 0 | 5 | 5 | 10 | 11 | 3 | 3 | 0.02903 | 0.02903 | $/kWh
electric | energy |  | 0 | 0 | 5 | 5 | 10 | 11 | 4 | 4 | 0.026933 | 0.026933 | $/kWh
electric | energy |  | 0 | 0 | 5 | 5 | 10 | 11 | 5 | 5 | 0.018558 | 0.018558 | $/kWh
electric | energy |  | 0 | 0 | 5 | 5 | 10 | 11 | 6 | 6 | 0.01717 | 0.01717 | $/kWh
electric | energy |  | 0 | 0 | 5 | 5 | 11 | 12 | 0 | 0 | 0.025346 | 0.025346 | $/kWh
electric | energy |  | 0 | 0 | 5 | 5 | 11 | 12 | 1 | 1 | 0.024243 | 0.024243 | $/kWh
electric | energy |  | 0 | 0 | 5 | 5 | 11 | 12 | 2 | 2 | 0.026805 | 0.026805 | $/kWh
electric | energy |  | 0 | 0 | 5 | 5 | 11 | 12 | 3 | 3 | 0.027858 | 0.027858 | $/kWh
electric | energy |  | 0 | 0 | 5 | 5 | 11 | 12 | 4 | 4 | 0.028595 | 0.028595 | $/kWh
electric | energy |  | 0 | 0 | 5 | 5 | 11 | 12 | 5 | 5 | 0.018858 | 0.018858 | $/kWh
electric | energy |  | 0 | 0 | 5 | 5 | 11 | 12 | 6 | 6 | 0.017662 | 0.017662 | $/kWh
electric | energy |  | 0 | 0 | 5 | 5 | 12 | 13 | 0 | 0 | 0.024014 | 0.024014 | $/kWh
electric | energy |  | 0 | 0 | 5 | 5 | 12 | 13 | 1 | 1 | 0.023967 | 0.023967 | $/kWh
electric | energy |  | 0 | 0 | 5 | 5 | 12 | 13 | 2 | 2 | 0.026568 | 0.026568 | $/kWh
electric | energy |  | 0 | 0 | 5 | 5 | 12 | 13 | 3 | 3 | 0.028055 | 0.028055 | $/kWh
electric | energy |  | 0 | 0 | 5 | 5 | 12 | 13 | 4 | 4 | 0.028452 | 0.028452 | $/kWh
electric | energy |  | 0 | 0 | 5 | 5 | 12 | 13 | 5 | 5 | 0.01853 | 0.01853 | $/kWh
electric | energy |  | 0 | 0 | 5 | 5 | 12 | 13 | 6 | 6 | 0.01821 | 0.01821 | $/kWh
electric | energy |  | 0 | 0 | 5 | 5 | 13 | 14 | 0 | 0 | 0.023016 | 0.023016 | $/kWh
electric | energy |  | 0 | 0 | 5 | 5 | 13 | 14 | 1 | 1 | 0.023348 | 0.023348 | $/kWh
electric | energy |  | 0 | 0 | 5 | 5 | 13 | 14 | 2 | 2 | 0.02722 | 0.02722 | $/kWh
electric | energy |  | 0 | 0 | 5 | 5 | 13 | 14 | 3 | 3 | 0.027602 | 0.027602 | $/kWh
electric | energy |  | 0 | 0 | 5 | 5 | 13 | 14 | 4 | 4 | 0.028587 | 0.028587 | $/kWh
electric | energy |  | 0 | 0 | 5 | 5 | 13 | 14 | 5 | 5 | 0.018546 | 0.018546 | $/kWh
electric | energy |  | 0 | 0 | 5 | 5 | 13 | 14 | 6 | 6 | 0.017872 | 0.017872 | $/kWh
electric | energy |  | 0 | 0 | 5 | 5 | 14 | 15 | 0 | 0 | 0.022184 | 0.022184 | $/kWh
electric | energy |  | 0 | 0 | 5 | 5 | 14 | 15 | 1 | 1 | 0.023697 | 0.023697 | $/kWh
electric | energy |  | 0 | 0 | 5 | 5 | 14 | 15 | 2 | 2 | 0.026142 | 0.026142 | $/kWh
electric | energy |  | 0 | 0 | 5 | 5 | 14 | 15 | 3 | 3 | 0.027422 | 0.027422 | $/kWh
electric | energy |  | 0 | 0 | 5 | 5 | 14 | 15 | 4 | 4 | 0.026648 | 0.026648 | $/kWh
electric | energy |  | 0 | 0 | 5 | 5 | 14 | 15 | 5 | 5 | 0.017666 | 0.017666 | $/kWh
electric | energy |  | 0 | 0 | 5 | 5 | 14 | 15 | 6 | 6 | 0.017864 | 0.017864 | $/kWh
electric | energy |  | 0 | 0 | 5 | 5 | 15 | 16 | 0 | 0 | 0.022044 | 0.022044 | $/kWh
electric | energy |  | 0 | 0 | 5 | 5 | 15 | 16 | 1 | 1 | 0.023015 | 0.023015 | $/kWh
electric | energy |  | 0 | 0 | 5 | 5 | 15 | 16 | 2 | 2 | 0.02654 | 0.02654 | $/kWh
electric | energy |  | 0 | 0 | 5 | 5 | 15 | 16 | 3 | 3 | 0.026883 | 0.026883 | $/kWh
electric | energy |  | 0 | 0 | 5 | 5 | 15 | 16 | 4 | 4 | 0.02672 | 0.02672 | $/kWh
electric | energy |  | 0 | 0 | 5 | 5 | 15 | 16 | 5 | 5 | 0.01648 | 0.01648 | $/kWh
electric | energy |  | 0 | 0 | 5 | 5 | 15 | 16 | 6 | 6 | 0.017576 | 0.017576 | $/kWh
electric | energy |  | 0 | 0 | 5 | 5 | 16 | 17 | 0 | 0 | 0.022504 | 0.022504 | $/kWh
electric | energy |  | 0 | 0 | 5 | 5 | 16 | 17 | 1 | 1 | 0.023155 | 0.023155 | $/kWh
electric | energy |  | 0 | 0 | 5 | 5 | 16 | 17 | 2 | 2 | 0.027595 | 0.027595 | $/kWh
electric | energy |  | 0 | 0 | 5 | 5 | 16 | 17 | 3 | 3 | 0.026578 | 0.026578 | $/kWh
electric | energy |  | 0 | 0 | 5 | 5 | 16 | 17 | 4 | 4 | 0.026672 | 0.026672 | $/kWh
electric | energy |  | 0 | 0 | 5 | 5 | 16 | 17 | 5 | 5 | 0.016342 | 0.016342 | $/kWh
electric | energy |  | 0 | 0 | 5 | 5 | 16 | 17 | 6 | 6 | 0.018936 | 0.018936 | $/kWh
electric | energy |  | 0 | 0 | 5 | 5 | 17 | 18 | 0 | 0 | 0.02467 | 0.02467 | $/kWh
electric | energy |  | 0 | 0 | 5 | 5 | 17 | 18 | 1 | 1 | 0.026752 | 0.026752 | $/kWh
electric | energy |  | 0 | 0 | 5 | 5 | 17 | 18 | 2 | 2 | 0.02807 | 0.02807 | $/kWh
electric | energy |  | 0 | 0 | 5 | 5 | 17 | 18 | 3 | 3 | 0.029742 | 0.029742 | $/kWh
electric | energy |  | 0 | 0 | 5 | 5 | 17 | 18 | 4 | 4 | 0.028577 | 0.028577 | $/kWh
electric | energy |  | 0 | 0 | 5 | 5 | 17 | 18 | 5 | 5 | 0.01903 | 0.01903 | $/kWh
electric | energy |  | 0 | 0 | 5 | 5 | 17 | 18 | 6 | 6 | 0.021308 | 0.021308 | $/kWh
electric | energy |  | 0 | 0 | 5 | 5 | 18 | 19 | 0 | 0 | 0.025582 | 0.025582 | $/kWh
electric | energy |  | 0 | 0 | 5 | 5 | 18 | 19 | 1 | 1 | 0.027005 | 0.027005 | $/kWh
electric | energy |  | 0 | 0 | 5 | 5 | 18 | 19 | 2 | 2 | 0.027858 | 0.027858 | $/kWh
electric | energy |  | 0 | 0 | 5 | 5 | 18 | 19 | 3 | 3 | 0.028607 | 0.028607 | $/kWh
electric | energy |  | 0 | 0 | 5 | 5 | 18 | 19 | 4 | 4 | 0.02857 | 0.02857 | $/kWh
electric | energy |  | 0 | 0 | 5 | 5 | 18 | 19 | 5 | 5 | 0.020382 | 0.020382 | $/kWh
electric | energy |  | 0 | 0 | 5 | 5 | 18 | 19 | 6 | 6 | 0.022576 | 0.022576 | $/kWh
electric | energy |  | 0 | 0 | 5 | 5 | 19 | 20 | 0 | 0 | 0.024888 | 0.024888 | $/kWh
electric | energy |  | 0 | 0 | 5 | 5 | 19 | 20 | 1 | 1 | 0.026727 | 0.026727 | $/kWh
electric | energy |  | 0 | 0 | 5 | 5 | 19 | 20 | 2 | 2 | 0.02819 | 0.02819 | $/kWh
electric | energy |  | 0 | 0 | 5 | 5 | 19 | 20 | 3 | 3 | 0.031497 | 0.031497 | $/kWh
electric | energy |  | 0 | 0 | 5 | 5 | 19 | 20 | 4 | 4 | 0.026812 | 0.026812 | $/kWh
electric | energy |  | 0 | 0 | 5 | 5 | 19 | 20 | 5 | 5 | 0.020678 | 0.020678 | $/kWh
electric | energy |  | 0 | 0 | 5 | 5 | 19 | 20 | 6 | 6 | 0.022984 | 0.022984 | $/kWh
electric | energy |  | 0 | 0 | 5 | 5 | 20 | 21 | 0 | 0 | 0.0261 | 0.0261 | $/kWh
electric | energy |  | 0 | 0 | 5 | 5 | 20 | 21 | 1 | 1 | 0.02569 | 0.02569 | $/kWh
electric | energy |  | 0 | 0 | 5 | 5 | 20 | 21 | 2 | 2 | 0.029725 | 0.029725 | $/kWh
electric | energy |  | 0 | 0 | 5 | 5 | 20 | 21 | 3 | 3 | 0.03073 | 0.03073 | $/kWh
electric | energy |  | 0 | 0 | 5 | 5 | 20 | 21 | 4 | 4 | 0.027903 | 0.027903 | $/kWh
electric | energy |  | 0 | 0 | 5 | 5 | 20 | 21 | 5 | 5 | 0.022276 | 0.022276 | $/kWh
electric | energy |  | 0 | 0 | 5 | 5 | 20 | 21 | 6 | 6 | 0.024192 | 0.024192 | $/kWh
electric | energy |  | 0 | 0 | 5 | 5 | 21 | 22 | 0 | 0 | 0.022338 | 0.022338 | $/kWh
electric | energy |  | 0 | 0 | 5 | 5 | 21 | 22 | 1 | 1 | 0.02195 | 0.02195 | $/kWh
electric | energy |  | 0 | 0 | 5 | 5 | 21 | 22 | 2 | 2 | 0.02588 | 0.02588 | $/kWh
electric | energy |  | 0 | 0 | 5 | 5 | 21 | 22 | 3 | 3 | 0.027692 | 0.027692 | $/kWh
electric | energy |  | 0 | 0 | 5 | 5 | 21 | 22 | 4 | 4 | 0.02454 | 0.02454 | $/kWh
electric | energy |  | 0 | 0 | 5 | 5 | 21 | 22 | 5 | 5 | 0.020684 | 0.020684 | $/kWh
electric | energy |  | 0 | 0 | 5 | 5 | 21 | 22 | 6 | 6 | 0.021326 | 0.021326 | $/kWh
electric | energy |  | 0 | 0 | 5 | 5 | 22 | 23 | 0 | 0 | 0.0192 | 0.0192 | $/kWh
electric | energy |  | 0 | 0 | 5 | 5 | 22 | 23 | 1 | 1 | 0.019078 | 0.019078 | $/kWh
electric | energy |  | 0 | 0 | 5 | 5 | 22 | 23 | 2 | 2 | 0.022015 | 0.022015 | $/kWh
electric | energy |  | 0 | 0 | 5 | 5 | 22 | 23 | 3 | 3 | 0.024165 | 0.024165 | $/kWh
electric | energy |  | 0 | 0 | 5 | 5 | 22 | 23 | 4 | 4 | 0.022132 | 0.022132 | $/kWh
electric | energy |  | 0 | 0 | 5 | 5 | 22 | 23 | 5 | 5 | 0.018326 | 0.018326 | $/kWh
electric | energy |  | 0 | 0 | 5 | 5 | 22 | 23 | 6 | 6 | 0.01848 | 0.01848 | $/kWh
electric | energy |  | 0 | 0 | 5 | 5 | 23 | 24 | 0 | 0 | 0.016716 | 0.016716 | $/kWh
electric | energy |  | 0 | 0 | 5 | 5 | 23 | 24 | 1 | 1 | 0.017917 | 0.017917 | $/kWh
electric | energy |  | 0 | 0 | 5 | 5 | 23 | 24 | 2 | 2 | 0.020475 | 0.020475 | $/kWh
electric | energy |  | 0 | 0 | 5 | 5 | 23 | 24 | 3 | 3 | 0.02116 | 0.02116 | $/kWh
electric | energy |  | 0 | 0 | 5 | 5 | 23 | 24 | 4 | 4 | 0.020925 | 0.020925 | $/kWh
electric | energy |  | 0 | 0 | 5 | 5 | 23 | 24 | 5 | 5 | 0.01631 | 0.01631 | $/kWh
electric | energy |  | 0 | 0 | 5 | 5 | 23 | 24 | 6 | 6 | 0.016532 | 0.016532 | $/kWh
electric | energy |  | 0 | 0 | 6 | 6 | 0 | 1 | 0 | 0 | 0.029767 | 0.029767 | $/kWh
electric | energy |  | 0 | 0 | 6 | 6 | 0 | 1 | 1 | 1 | 0.030072 | 0.030072 | $/kWh
electric | energy |  | 0 | 0 | 6 | 6 | 0 | 1 | 2 | 2 | 0.029872 | 0.029872 | $/kWh
electric | energy |  | 0 | 0 | 6 | 6 | 0 | 1 | 3 | 3 | 0.02497 | 0.02497 | $/kWh
electric | energy |  | 0 | 0 | 6 | 6 | 0 | 1 | 4 | 4 | 0.021465 | 0.021465 | $/kWh
electric | energy |  | 0 | 0 | 6 | 6 | 0 | 1 | 5 | 5 | 0.022545 | 0.022545 | $/kWh
electric | energy |  | 0 | 0 | 6 | 6 | 0 | 1 | 6 | 6 | 0.025603 | 0.025603 | $/kWh
electric | energy |  | 0 | 0 | 6 | 6 | 1 | 2 | 0 | 0 | 0.026305 | 0.026305 | $/kWh
electric | energy |  | 0 | 0 | 6 | 6 | 1 | 2 | 1 | 1 | 0.027186 | 0.027186 | $/kWh
electric | energy |  | 0 | 0 | 6 | 6 | 1 | 2 | 2 | 2 | 0.027522 | 0.027522 | $/kWh
electric | energy |  | 0 | 0 | 6 | 6 | 1 | 2 | 3 | 3 | 0.021147 | 0.021147 | $/kWh
electric | energy |  | 0 | 0 | 6 | 6 | 1 | 2 | 4 | 4 | 0.02001 | 0.02001 | $/kWh
electric | energy |  | 0 | 0 | 6 | 6 | 1 | 2 | 5 | 5 | 0.020515 | 0.020515 | $/kWh
electric | energy |  | 0 | 0 | 6 | 6 | 1 | 2 | 6 | 6 | 0.02356 | 0.02356 | $/kWh
electric | energy |  | 0 | 0 | 6 | 6 | 2 | 3 | 0 | 0 | 0.024485 | 0.024485 | $/kWh
electric | energy |  | 0 | 0 | 6 | 6 | 2 | 3 | 1 | 1 | 0.025568 | 0.025568 | $/kWh
electric | energy |  | 0 | 0 | 6 | 6 | 2 | 3 | 2 | 2 | 0.024904 | 0.024904 | $/kWh
electric | energy |  | 0 | 0 | 6 | 6 | 2 | 3 | 3 | 3 | 0.02028 | 0.02028 | $/kWh
electric | energy |  | 0 | 0 | 6 | 6 | 2 | 3 | 4 | 4 | 0.018937 | 0.018937 | $/kWh
electric | energy |  | 0 | 0 | 6 | 6 | 2 | 3 | 5 | 5 | 0.020032 | 0.020032 | $/kWh
electric | energy |  | 0 | 0 | 6 | 6 | 2 | 3 | 6 | 6 | 0.021895 | 0.021895 | $/kWh
electric | energy |  | 0 | 0 | 6 | 6 | 3 | 4 | 0 | 0 | 0.02318 | 0.02318 | $/kWh
electric | energy |  | 0 | 0 | 6 | 6 | 3 | 4 | 1 | 1 | 0.024758 | 0.024758 | $/kWh
electric | energy |  | 0 | 0 | 6 | 6 | 3 | 4 | 2 | 2 | 0.024092 | 0.024092 | $/kWh
electric | energy |  | 0 | 0 | 6 | 6 | 3 | 4 | 3 | 3 | 0.019793 | 0.019793 | $/kWh
electric | energy |  | 0 | 0 | 6 | 6 | 3 | 4 | 4 | 4 | 0.01813 | 0.01813 | $/kWh
electric | energy |  | 0 | 0 | 6 | 6 | 3 | 4 | 5 | 5 | 0.017917 | 0.017917 | $/kWh
electric | energy |  | 0 | 0 | 6 | 6 | 3 | 4 | 6 | 6 | 0.021135 | 0.021135 | $/kWh
electric | energy |  | 0 | 0 | 6 | 6 | 4 | 5 | 0 | 0 | 0.023035 | 0.023035 | $/kWh
electric | energy |  | 0 | 0 | 6 | 6 | 4 | 5 | 1 | 1 | 0.024734 | 0.024734 | $/kWh
electric | energy |  | 0 | 0 | 6 | 6 | 4 | 5 | 2 | 2 | 0.024072 | 0.024072 | $/kWh
electric | energy |  | 0 | 0 | 6 | 6 | 4 | 5 | 3 | 3 | 0.020153 | 0.020153 | $/kWh
electric | energy |  | 0 | 0 | 6 | 6 | 4 | 5 | 4 | 4 | 0.018597 | 0.018597 | $/kWh
electric | energy |  | 0 | 0 | 6 | 6 | 4 | 5 | 5 | 5 | 0.017982 | 0.017982 | $/kWh
electric | energy |  | 0 | 0 | 6 | 6 | 4 | 5 | 6 | 6 | 0.020342 | 0.020342 | $/kWh
electric | energy |  | 0 | 0 | 6 | 6 | 5 | 6 | 0 | 0 | 0.02446 | 0.02446 | $/kWh
electric | energy |  | 0 | 0 | 6 | 6 | 5 | 6 | 1 | 1 | 0.025936 | 0.025936 | $/kWh
electric | energy |  | 0 | 0 | 6 | 6 | 5 | 6 | 2 | 2 | 0.025108 | 0.025108 | $/kWh
electric | energy |  | 0 | 0 | 6 | 6 | 5 | 6 | 3 | 3 | 0.02 | 0.02 | $/kWh
electric | energy |  | 0 | 0 | 6 | 6 | 5 | 6 | 4 | 4 | 0.019495 | 0.019495 | $/kWh
electric | energy |  | 0 | 0 | 6 | 6 | 5 | 6 | 5 | 5 | 0.018228 | 0.018228 | $/kWh
electric | energy |  | 0 | 0 | 6 | 6 | 5 | 6 | 6 | 6 | 0.019367 | 0.019367 | $/kWh
electric | energy |  | 0 | 0 | 6 | 6 | 6 | 7 | 0 | 0 | 0.026767 | 0.026767 | $/kWh
electric | energy |  | 0 | 0 | 6 | 6 | 6 | 7 | 1 | 1 | 0.028212 | 0.028212 | $/kWh
electric | energy |  | 0 | 0 | 6 | 6 | 6 | 7 | 2 | 2 | 0.027 | 0.027 | $/kWh
electric | energy |  | 0 | 0 | 6 | 6 | 6 | 7 | 3 | 3 | 0.020663 | 0.020663 | $/kWh
electric | energy |  | 0 | 0 | 6 | 6 | 6 | 7 | 4 | 4 | 0.019787 | 0.019787 | $/kWh
electric | energy |  | 0 | 0 | 6 | 6 | 6 | 7 | 5 | 5 | 0.017458 | 0.017458 | $/kWh
electric | energy |  | 0 | 0 | 6 | 6 | 6 | 7 | 6 | 6 | 0.017167 | 0.017167 | $/kWh
electric | energy |  | 0 | 0 | 6 | 6 | 7 | 8 | 0 | 0 | 0.030668 | 0.030668 | $/kWh
electric | energy |  | 0 | 0 | 6 | 6 | 7 | 8 | 1 | 1 | 0.029908 | 0.029908 | $/kWh
electric | energy |  | 0 | 0 | 6 | 6 | 7 | 8 | 2 | 2 | 0.028946 | 0.028946 | $/kWh
electric | energy |  | 0 | 0 | 6 | 6 | 7 | 8 | 3 | 3 | 0.023912 | 0.023912 | $/kWh
electric | energy |  | 0 | 0 | 6 | 6 | 7 | 8 | 4 | 4 | 0.022453 | 0.022453 | $/kWh
electric | energy |  | 0 | 0 | 6 | 6 | 7 | 8 | 5 | 5 | 0.01848 | 0.01848 | $/kWh
electric | energy |  | 0 | 0 | 6 | 6 | 7 | 8 | 6 | 6 | 0.018252 | 0.018252 | $/kWh
electric | energy |  | 0 | 0 | 6 | 6 | 8 | 9 | 0 | 0 | 0.03683 | 0.03683 | $/kWh
electric | energy |  | 0 | 0 | 6 | 6 | 8 | 9 | 1 | 1 | 0.034522 | 0.034522 | $/kWh
electric | energy |  | 0 | 0 | 6 | 6 | 8 | 9 | 2 | 2 | 0.032084 | 0.032084 | $/kWh
electric | energy |  | 0 | 0 | 6 | 6 | 8 | 9 | 3 | 3 | 0.026373 | 0.026373 | $/kWh
electric | energy |  | 0 | 0 | 6 | 6 | 8 | 9 | 4 | 4 | 0.026482 | 0.026482 | $/kWh
electric | energy |  | 0 | 0 | 6 | 6 | 8 | 9 | 5 | 5 | 0.022655 | 0.022655 | $/kWh
electric | energy |  | 0 | 0 | 6 | 6 | 8 | 9 | 6 | 6 | 0.021878 | 0.021878 | $/kWh
electric | energy |  | 0 | 0 | 6 | 6 | 9 | 10 | 0 | 0 | 0.038545 | 0.038545 | $/kWh
electric | energy |  | 0 | 0 | 6 | 6 | 9 | 10 | 1 | 1 | 0.038278 | 0.038278 | $/kWh
electric | energy |  | 0 | 0 | 6 | 6 | 9 | 10 | 2 | 2 | 0.035196 | 0.035196 | $/kWh
electric | energy |  | 0 | 0 | 6 | 6 | 9 | 10 | 3 | 3 | 0.02757 | 0.02757 | $/kWh
electric | energy |  | 0 | 0 | 6 | 6 | 9 | 10 | 4 | 4 | 0.02886 | 0.02886 | $/kWh
electric | energy |  | 0 | 0 | 6 | 6 | 9 | 10 | 5 | 5 | 0.02363 | 0.02363 | $/kWh
electric | energy |  | 0 | 0 | 6 | 6 | 9 | 10 | 6 | 6 | 0.026363 | 0.026363 | $/kWh
electric | energy |  | 0 | 0 | 6 | 6 | 10 | 11 | 0 | 0 | 0.04083 | 0.04083 | $/kWh
electric | energy |  | 0 | 0 | 6 | 6 | 10 | 11 | 1 | 1 | 0.039546 | 0.039546 | $/kWh
electric | energy |  | 0 | 0 | 6 | 6 | 10 | 11 | 2 | 2 | 0.037448 | 0.037448 | $/kWh
electric | energy |  | 0 | 0 | 6 | 6 | 10 | 11 | 3 | 3 | 0.028063 | 0.028063 | $/kWh
electric | energy |  | 0 | 0 | 6 | 6 | 10 | 11 | 4 | 4 | 0.030865 | 0.030865 | $/kWh
electric | energy |  | 0 | 0 | 6 | 6 | 10 | 11 | 5 | 5 | 0.02589 | 0.02589 | $/kWh
electric | energy |  | 0 | 0 | 6 | 6 | 10 | 11 | 6 | 6 | 0.028467 | 0.028467 | $/kWh
electric | energy |  | 0 | 0 | 6 | 6 | 11 | 12 | 0 | 0 | 0.044227 | 0.044227 | $/kWh
electric | energy |  | 0 | 0 | 6 | 6 | 11 | 12 | 1 | 1 | 0.041358 | 0.041358 | $/kWh
electric | energy |  | 0 | 0 | 6 | 6 | 11 | 12 | 2 | 2 | 0.03814 | 0.03814 | $/kWh
electric | energy |  | 0 | 0 | 6 | 6 | 11 | 12 | 3 | 3 | 0.028833 | 0.028833 | $/kWh
electric | energy |  | 0 | 0 | 6 | 6 | 11 | 12 | 4 | 4 | 0.032252 | 0.032252 | $/kWh
electric | energy |  | 0 | 0 | 6 | 6 | 11 | 12 | 5 | 5 | 0.028653 | 0.028653 | $/kWh
electric | energy |  | 0 | 0 | 6 | 6 | 11 | 12 | 6 | 6 | 0.03231 | 0.03231 | $/kWh
electric | energy |  | 0 | 0 | 6 | 6 | 12 | 13 | 0 | 0 | 0.046435 | 0.046435 | $/kWh
electric | energy |  | 0 | 0 | 6 | 6 | 12 | 13 | 1 | 1 | 0.044796 | 0.044796 | $/kWh
electric | energy |  | 0 | 0 | 6 | 6 | 12 | 13 | 2 | 2 | 0.037926 | 0.037926 | $/kWh
electric | energy |  | 0 | 0 | 6 | 6 | 12 | 13 | 3 | 3 | 0.029825 | 0.029825 | $/kWh
electric | energy |  | 0 | 0 | 6 | 6 | 12 | 13 | 4 | 4 | 0.03344 | 0.03344 | $/kWh
electric | energy |  | 0 | 0 | 6 | 6 | 12 | 13 | 5 | 5 | 0.029685 | 0.029685 | $/kWh
electric | energy |  | 0 | 0 | 6 | 6 | 12 | 13 | 6 | 6 | 0.035777 | 0.035777 | $/kWh
electric | energy |  | 0 | 0 | 6 | 6 | 13 | 14 | 0 | 0 | 0.049517 | 0.049517 | $/kWh
electric | energy |  | 0 | 0 | 6 | 6 | 13 | 14 | 1 | 1 | 0.047046 | 0.047046 | $/kWh
electric | energy |  | 0 | 0 | 6 | 6 | 13 | 14 | 2 | 2 | 0.041272 | 0.041272 | $/kWh
electric | energy |  | 0 | 0 | 6 | 6 | 13 | 14 | 3 | 3 | 0.032435 | 0.032435 | $/kWh
electric | energy |  | 0 | 0 | 6 | 6 | 13 | 14 | 4 | 4 | 0.03462 | 0.03462 | $/kWh
electric | energy |  | 0 | 0 | 6 | 6 | 13 | 14 | 5 | 5 | 0.03035 | 0.03035 | $/kWh
electric | energy |  | 0 | 0 | 6 | 6 | 13 | 14 | 6 | 6 | 0.037308 | 0.037308 | $/kWh
electric | energy |  | 0 | 0 | 6 | 6 | 14 | 15 | 0 | 0 | 0.053805 | 0.053805 | $/kWh
electric | energy |  | 0 | 0 | 6 | 6 | 14 | 15 | 1 | 1 | 0.049378 | 0.049378 | $/kWh
electric | energy |  | 0 | 0 | 6 | 6 | 14 | 15 | 2 | 2 | 0.042062 | 0.042062 | $/kWh
electric | energy |  | 0 | 0 | 6 | 6 | 14 | 15 | 3 | 3 | 0.031938 | 0.031938 | $/kWh
electric | energy |  | 0 | 0 | 6 | 6 | 14 | 15 | 4 | 4 | 0.036388 | 0.036388 | $/kWh
electric | energy |  | 0 | 0 | 6 | 6 | 14 | 15 | 5 | 5 | 0.031315 | 0.031315 | $/kWh
electric | energy |  | 0 | 0 | 6 | 6 | 14 | 15 | 6 | 6 | 0.03948 | 0.03948 | $/kWh
electric | energy |  | 0 | 0 | 6 | 6 | 15 | 16 | 0 | 0 | 0.057675 | 0.057675 | $/kWh
electric | energy |  | 0 | 0 | 6 | 6 | 15 | 16 | 1 | 1 | 0.05372 | 0.05372 | $/kWh
electric | energy |  | 0 | 0 | 6 | 6 | 15 | 16 | 2 | 2 | 0.045364 | 0.045364 | $/kWh
electric | energy |  | 0 | 0 | 6 | 6 | 15 | 16 | 3 | 3 | 0.032985 | 0.032985 | $/kWh
electric | energy |  | 0 | 0 | 6 | 6 | 15 | 16 | 4 | 4 | 0.037733 | 0.037733 | $/kWh
electric | energy |  | 0 | 0 | 6 | 6 | 15 | 16 | 5 | 5 | 0.03251 | 0.03251 | $/kWh
electric | energy |  | 0 | 0 | 6 | 6 | 15 | 16 | 6 | 6 | 0.042658 | 0.042658 | $/kWh
electric | energy |  | 0 | 0 | 6 | 6 | 16 | 17 | 0 | 0 | 0.061472 | 0.061472 | $/kWh
electric | energy |  | 0 | 0 | 6 | 6 | 16 | 17 | 1 | 1 | 0.0563 | 0.0563 | $/kWh
electric | energy |  | 0 | 0 | 6 | 6 | 16 | 17 | 2 | 2 | 0.047756 | 0.047756 | $/kWh
electric | energy |  | 0 | 0 | 6 | 6 | 16 | 17 | 3 | 3 | 0.034052 | 0.034052 | $/kWh
electric | energy |  | 0 | 0 | 6 | 6 | 16 | 17 | 4 | 4 | 0.038057 | 0.038057 | $/kWh
electric | energy |  | 0 | 0 | 6 | 6 | 16 | 17 | 5 | 5 | 0.035132 | 0.035132 | $/kWh
electric | energy |  | 0 | 0 | 6 | 6 | 16 | 17 | 6 | 6 | 0.045105 | 0.045105 | $/kWh
electric | energy |  | 0 | 0 | 6 | 6 | 17 | 18 | 0 | 0 | 0.066255 | 0.066255 | $/kWh
electric | energy |  | 0 | 0 | 6 | 6 | 17 | 18 | 1 | 1 | 0.058054 | 0.058054 | $/kWh
electric | energy |  | 0 | 0 | 6 | 6 | 17 | 18 | 2 | 2 | 0.049684 | 0.049684 | $/kWh
electric | energy |  | 0 | 0 | 6 | 6 | 17 | 18 | 3 | 3 | 0.035715 | 0.035715 | $/kWh
electric | energy |  | 0 | 0 | 6 | 6 | 17 | 18 | 4 | 4 | 0.038168 | 0.038168 | $/kWh
electric | energy |  | 0 | 0 | 6 | 6 | 17 | 18 | 5 | 5 | 0.038155 | 0.038155 | $/kWh
electric | energy |  | 0 | 0 | 6 | 6 | 17 | 18 | 6 | 6 | 0.049555 | 0.049555 | $/kWh
electric | energy |  | 0 | 0 | 6 | 6 | 18 | 19 | 0 | 0 | 0.057807 | 0.057807 | $/kWh
electric | energy |  | 0 | 0 | 6 | 6 | 18 | 19 | 1 | 1 | 0.053574 | 0.053574 | $/kWh
electric | energy |  | 0 | 0 | 6 | 6 | 18 | 19 | 2 | 2 | 0.047612 | 0.047612 | $/kWh
electric | energy |  | 0 | 0 | 6 | 6 | 18 | 19 | 3 | 3 | 0.035455 | 0.035455 | $/kWh
electric | energy |  | 0 | 0 | 6 | 6 | 18 | 19 | 4 | 4 | 0.036667 | 0.036667 | $/kWh
electric | energy |  | 0 | 0 | 6 | 6 | 18 | 19 | 5 | 5 | 0.03696 | 0.03696 | $/kWh
electric | energy |  | 0 | 0 | 6 | 6 | 18 | 19 | 6 | 6 | 0.04834 | 0.04834 | $/kWh
electric | energy |  | 0 | 0 | 6 | 6 | 19 | 20 | 0 | 0 | 0.051925 | 0.051925 | $/kWh
electric | energy |  | 0 | 0 | 6 | 6 | 19 | 20 | 1 | 1 | 0.047494 | 0.047494 | $/kWh
electric | energy |  | 0 | 0 | 6 | 6 | 19 | 20 | 2 | 2 | 0.04432 | 0.04432 | $/kWh
electric | energy |  | 0 | 0 | 6 | 6 | 19 | 20 | 3 | 3 | 0.03171 | 0.03171 | $/kWh
electric | energy |  | 0 | 0 | 6 | 6 | 19 | 20 | 4 | 4 | 0.034175 | 0.034175 | $/kWh
electric | energy |  | 0 | 0 | 6 | 6 | 19 | 20 | 5 | 5 | 0.033853 | 0.033853 | $/kWh
electric | energy |  | 0 | 0 | 6 | 6 | 19 | 20 | 6 | 6 | 0.04804 | 0.04804 | $/kWh
electric | energy |  | 0 | 0 | 6 | 6 | 20 | 21 | 0 | 0 | 0.047117 | 0.047117 | $/kWh
electric | energy |  | 0 | 0 | 6 | 6 | 20 | 21 | 1 | 1 | 0.041718 | 0.041718 | $/kWh
electric | energy |  | 0 | 0 | 6 | 6 | 20 | 21 | 2 | 2 | 0.040156 | 0.040156 | $/kWh
electric | energy |  | 0 | 0 | 6 | 6 | 20 | 21 | 3 | 3 | 0.030412 | 0.030412 | $/kWh
electric | energy |  | 0 | 0 | 6 | 6 | 20 | 21 | 4 | 4 | 0.03235 | 0.03235 | $/kWh
electric | energy |  | 0 | 0 | 6 | 6 | 20 | 21 | 5 | 5 | 0.031067 | 0.031067 | $/kWh
electric | energy |  | 0 | 0 | 6 | 6 | 20 | 21 | 6 | 6 | 0.043763 | 0.043763 | $/kWh
electric | energy |  | 0 | 0 | 6 | 6 | 21 | 22 | 0 | 0 | 0.043675 | 0.043675 | $/kWh
electric | energy |  | 0 | 0 | 6 | 6 | 21 | 22 | 1 | 1 | 0.037614 | 0.037614 | $/kWh
electric | energy |  | 0 | 0 | 6 | 6 | 21 | 22 | 2 | 2 | 0.037968 | 0.037968 | $/kWh
electric | energy |  | 0 | 0 | 6 | 6 | 21 | 22 | 3 | 3 | 0.0285 | 0.0285 | $/kWh
electric | energy |  | 0 | 0 | 6 | 6 | 21 | 22 | 4 | 4 | 0.030432 | 0.030432 | $/kWh
electric | energy |  | 0 | 0 | 6 | 6 | 21 | 22 | 5 | 5 | 0.030255 | 0.030255 | $/kWh
electric | energy |  | 0 | 0 | 6 | 6 | 21 | 22 | 6 | 6 | 0.04059 | 0.04059 | $/kWh
electric | energy |  | 0 | 0 | 6 | 6 | 22 | 23 | 0 | 0 | 0.039227 | 0.039227 | $/kWh
electric | energy |  | 0 | 0 | 6 | 6 | 22 | 23 | 1 | 1 | 0.033508 | 0.033508 | $/kWh
electric | energy |  | 0 | 0 | 6 | 6 | 22 | 23 | 2 | 2 | 0.033174 | 0.033174 | $/kWh
electric | energy |  | 0 | 0 | 6 | 6 | 22 | 23 | 3 | 3 | 0.025875 | 0.025875 | $/kWh
electric | energy |  | 0 | 0 | 6 | 6 | 22 | 23 | 4 | 4 | 0.026415 | 0.026415 | $/kWh
electric | energy |  | 0 | 0 | 6 | 6 | 22 | 23 | 5 | 5 | 0.028082 | 0.028082 | $/kWh
electric | energy |  | 0 | 0 | 6 | 6 | 22 | 23 | 6 | 6 | 0.03456 | 0.03456 | $/kWh
electric | energy |  | 0 | 0 | 6 | 6 | 23 | 24 | 0 | 0 | 0.035922 | 0.035922 | $/kWh
electric | energy |  | 0 | 0 | 6 | 6 | 23 | 24 | 1 | 1 | 0.031062 | 0.031062 | $/kWh
electric | energy |  | 0 | 0 | 6 | 6 | 23 | 24 | 2 | 2 | 0.03032 | 0.03032 | $/kWh
electric | energy |  | 0 | 0 | 6 | 6 | 23 | 24 | 3 | 3 | 0.023053 | 0.023053 | $/kWh
electric | energy |  | 0 | 0 | 6 | 6 | 23 | 24 | 4 | 4 | 0.025125 | 0.025125 | $/kWh
electric | energy |  | 0 | 0 | 6 | 6 | 23 | 24 | 5 | 5 | 0.024305 | 0.024305 | $/kWh
electric | energy |  | 0 | 0 | 6 | 6 | 23 | 24 | 6 | 6 | 0.030457 | 0.030457 | $/kWh
electric | energy |  | 0 | 0 | 7 | 7 | 0 | 1 | 0 | 0 | 0.030195 | 0.030195 | $/kWh
electric | energy |  | 0 | 0 | 7 | 7 | 0 | 1 | 1 | 1 | 0.03412 | 0.03412 | $/kWh
electric | energy |  | 0 | 0 | 7 | 7 | 0 | 1 | 2 | 2 | 0.033442 | 0.033442 | $/kWh
electric | energy |  | 0 | 0 | 7 | 7 | 0 | 1 | 3 | 3 | 0.035756 | 0.035756 | $/kWh
electric | energy |  | 0 | 0 | 7 | 7 | 0 | 1 | 4 | 4 | 0.03057 | 0.03057 | $/kWh
electric | energy |  | 0 | 0 | 7 | 7 | 0 | 1 | 5 | 5 | 0.027486 | 0.027486 | $/kWh
electric | energy |  | 0 | 0 | 7 | 7 | 0 | 1 | 6 | 6 | 0.028188 | 0.028188 | $/kWh
electric | energy |  | 0 | 0 | 7 | 7 | 1 | 2 | 0 | 0 | 0.025957 | 0.025957 | $/kWh
electric | energy |  | 0 | 0 | 7 | 7 | 1 | 2 | 1 | 1 | 0.030537 | 0.030537 | $/kWh
electric | energy |  | 0 | 0 | 7 | 7 | 1 | 2 | 2 | 2 | 0.030442 | 0.030442 | $/kWh
electric | energy |  | 0 | 0 | 7 | 7 | 1 | 2 | 3 | 3 | 0.03148 | 0.03148 | $/kWh
electric | energy |  | 0 | 0 | 7 | 7 | 1 | 2 | 4 | 4 | 0.027364 | 0.027364 | $/kWh
electric | energy |  | 0 | 0 | 7 | 7 | 1 | 2 | 5 | 5 | 0.025482 | 0.025482 | $/kWh
electric | energy |  | 0 | 0 | 7 | 7 | 1 | 2 | 6 | 6 | 0.025665 | 0.025665 | $/kWh
electric | energy |  | 0 | 0 | 7 | 7 | 2 | 3 | 0 | 0 | 0.023122 | 0.023122 | $/kWh
electric | energy |  | 0 | 0 | 7 | 7 | 2 | 3 | 1 | 1 | 0.02743 | 0.02743 | $/kWh
electric | energy |  | 0 | 0 | 7 | 7 | 2 | 3 | 2 | 2 | 0.02856 | 0.02856 | $/kWh
electric | energy |  | 0 | 0 | 7 | 7 | 2 | 3 | 3 | 3 | 0.029592 | 0.029592 | $/kWh
electric | energy |  | 0 | 0 | 7 | 7 | 2 | 3 | 4 | 4 | 0.026172 | 0.026172 | $/kWh
electric | energy |  | 0 | 0 | 7 | 7 | 2 | 3 | 5 | 5 | 0.024048 | 0.024048 | $/kWh
electric | energy |  | 0 | 0 | 7 | 7 | 2 | 3 | 6 | 6 | 0.024028 | 0.024028 | $/kWh
electric | energy |  | 0 | 0 | 7 | 7 | 3 | 4 | 0 | 0 | 0.022607 | 0.022607 | $/kWh
electric | energy |  | 0 | 0 | 7 | 7 | 3 | 4 | 1 | 1 | 0.025985 | 0.025985 | $/kWh
electric | energy |  | 0 | 0 | 7 | 7 | 3 | 4 | 2 | 2 | 0.026875 | 0.026875 | $/kWh
electric | energy |  | 0 | 0 | 7 | 7 | 3 | 4 | 3 | 3 | 0.028304 | 0.028304 | $/kWh
electric | energy |  | 0 | 0 | 7 | 7 | 3 | 4 | 4 | 4 | 0.024876 | 0.024876 | $/kWh
electric | energy |  | 0 | 0 | 7 | 7 | 3 | 4 | 5 | 5 | 0.02328 | 0.02328 | $/kWh
electric | energy |  | 0 | 0 | 7 | 7 | 3 | 4 | 6 | 6 | 0.02338 | 0.02338 | $/kWh
electric | energy |  | 0 | 0 | 7 | 7 | 4 | 5 | 0 | 0 | 0.022863 | 0.022863 | $/kWh
electric | energy |  | 0 | 0 | 7 | 7 | 4 | 5 | 1 | 1 | 0.02579 | 0.02579 | $/kWh
electric | energy |  | 0 | 0 | 7 | 7 | 4 | 5 | 2 | 2 | 0.02668 | 0.02668 | $/kWh
electric | energy |  | 0 | 0 | 7 | 7 | 4 | 5 | 3 | 3 | 0.028264 | 0.028264 | $/kWh
electric | energy |  | 0 | 0 | 7 | 7 | 4 | 5 | 4 | 4 | 0.025452 | 0.025452 | $/kWh
electric | energy |  | 0 | 0 | 7 | 7 | 4 | 5 | 5 | 5 | 0.022846 | 0.022846 | $/kWh
electric | energy |  | 0 | 0 | 7 | 7 | 4 | 5 | 6 | 6 | 0.023023 | 0.023023 | $/kWh
electric | energy |  | 0 | 0 | 7 | 7 | 5 | 6 | 0 | 0 | 0.024645 | 0.024645 | $/kWh
electric | energy |  | 0 | 0 | 7 | 7 | 5 | 6 | 1 | 1 | 0.026918 | 0.026918 | $/kWh
electric | energy |  | 0 | 0 | 7 | 7 | 5 | 6 | 2 | 2 | 0.028155 | 0.028155 | $/kWh
electric | energy |  | 0 | 0 | 7 | 7 | 5 | 6 | 3 | 3 | 0.029432 | 0.029432 | $/kWh
electric | energy |  | 0 | 0 | 7 | 7 | 5 | 6 | 4 | 4 | 0.02563 | 0.02563 | $/kWh
electric | energy |  | 0 | 0 | 7 | 7 | 5 | 6 | 5 | 5 | 0.023102 | 0.023102 | $/kWh
electric | energy |  | 0 | 0 | 7 | 7 | 5 | 6 | 6 | 6 | 0.02193 | 0.02193 | $/kWh
electric | energy |  | 0 | 0 | 7 | 7 | 6 | 7 | 0 | 0 | 0.02617 | 0.02617 | $/kWh
electric | energy |  | 0 | 0 | 7 | 7 | 6 | 7 | 1 | 1 | 0.028782 | 0.028782 | $/kWh
electric | energy |  | 0 | 0 | 7 | 7 | 6 | 7 | 2 | 2 | 0.029885 | 0.029885 | $/kWh
electric | energy |  | 0 | 0 | 7 | 7 | 6 | 7 | 3 | 3 | 0.030406 | 0.030406 | $/kWh
electric | energy |  | 0 | 0 | 7 | 7 | 6 | 7 | 4 | 4 | 0.026122 | 0.026122 | $/kWh
electric | energy |  | 0 | 0 | 7 | 7 | 6 | 7 | 5 | 5 | 0.022262 | 0.022262 | $/kWh
electric | energy |  | 0 | 0 | 7 | 7 | 6 | 7 | 6 | 6 | 0.019922 | 0.019922 | $/kWh
electric | energy |  | 0 | 0 | 7 | 7 | 7 | 8 | 0 | 0 | 0.030792 | 0.030792 | $/kWh
electric | energy |  | 0 | 0 | 7 | 7 | 7 | 8 | 1 | 1 | 0.035097 | 0.035097 | $/kWh
electric | energy |  | 0 | 0 | 7 | 7 | 7 | 8 | 2 | 2 | 0.033023 | 0.033023 | $/kWh
electric | energy |  | 0 | 0 | 7 | 7 | 7 | 8 | 3 | 3 | 0.03327 | 0.03327 | $/kWh
electric | energy |  | 0 | 0 | 7 | 7 | 7 | 8 | 4 | 4 | 0.027178 | 0.027178 | $/kWh
electric | energy |  | 0 | 0 | 7 | 7 | 7 | 8 | 5 | 5 | 0.022804 | 0.022804 | $/kWh
electric | energy |  | 0 | 0 | 7 | 7 | 7 | 8 | 6 | 6 | 0.021435 | 0.021435 | $/kWh
electric | energy |  | 0 | 0 | 7 | 7 | 8 | 9 | 0 | 0 | 0.033485 | 0.033485 | $/kWh
electric | energy |  | 0 | 0 | 7 | 7 | 8 | 9 | 1 | 1 | 0.039523 | 0.039523 | $/kWh
electric | energy |  | 0 | 0 | 7 | 7 | 8 | 9 | 2 | 2 | 0.036472 | 0.036472 | $/kWh
electric | energy |  | 0 | 0 | 7 | 7 | 8 | 9 | 3 | 3 | 0.036816 | 0.036816 | $/kWh
electric | energy |  | 0 | 0 | 7 | 7 | 8 | 9 | 4 | 4 | 0.031164 | 0.031164 | $/kWh
electric | energy |  | 0 | 0 | 7 | 7 | 8 | 9 | 5 | 5 | 0.026406 | 0.026406 | $/kWh
electric | energy |  | 0 | 0 | 7 | 7 | 8 | 9 | 6 | 6 | 0.026905 | 0.026905 | $/kWh
electric | energy |  | 0 | 0 | 7 | 7 | 9 | 10 | 0 | 0 | 0.03647 | 0.03647 | $/kWh
electric | energy |  | 0 | 0 | 7 | 7 | 9 | 10 | 1 | 1 | 0.042403 | 0.042403 | $/kWh
electric | energy |  | 0 | 0 | 7 | 7 | 9 | 10 | 2 | 2 | 0.03957 | 0.03957 | $/kWh
electric | energy |  | 0 | 0 | 7 | 7 | 9 | 10 | 3 | 3 | 0.038652 | 0.038652 | $/kWh
electric | energy |  | 0 | 0 | 7 | 7 | 9 | 10 | 4 | 4 | 0.034486 | 0.034486 | $/kWh
electric | energy |  | 0 | 0 | 7 | 7 | 9 | 10 | 5 | 5 | 0.028324 | 0.028324 | $/kWh
electric | energy |  | 0 | 0 | 7 | 7 | 9 | 10 | 6 | 6 | 0.029925 | 0.029925 | $/kWh
electric | energy |  | 0 | 0 | 7 | 7 | 10 | 11 | 0 | 0 | 0.039895 | 0.039895 | $/kWh
electric | energy |  | 0 | 0 | 7 | 7 | 10 | 11 | 1 | 1 | 0.044045 | 0.044045 | $/kWh
electric | energy |  | 0 | 0 | 7 | 7 | 10 | 11 | 2 | 2 | 0.04042 | 0.04042 | $/kWh
electric | energy |  | 0 | 0 | 7 | 7 | 10 | 11 | 3 | 3 | 0.040744 | 0.040744 | $/kWh
electric | energy |  | 0 | 0 | 7 | 7 | 10 | 11 | 4 | 4 | 0.03681 | 0.03681 | $/kWh
electric | energy |  | 0 | 0 | 7 | 7 | 10 | 11 | 5 | 5 | 0.030362 | 0.030362 | $/kWh
electric | energy |  | 0 | 0 | 7 | 7 | 10 | 11 | 6 | 6 | 0.030705 | 0.030705 | $/kWh
electric | energy |  | 0 | 0 | 7 | 7 | 11 | 12 | 0 | 0 | 0.041435 | 0.041435 | $/kWh
electric | energy |  | 0 | 0 | 7 | 7 | 11 | 12 | 1 | 1 | 0.04973 | 0.04973 | $/kWh
electric | energy |  | 0 | 0 | 7 | 7 | 11 | 12 | 2 | 2 | 0.04325 | 0.04325 | $/kWh
electric | energy |  | 0 | 0 | 7 | 7 | 11 | 12 | 3 | 3 | 0.042956 | 0.042956 | $/kWh
electric | energy |  | 0 | 0 | 7 | 7 | 11 | 12 | 4 | 4 | 0.038796 | 0.038796 | $/kWh
electric | energy |  | 0 | 0 | 7 | 7 | 11 | 12 | 5 | 5 | 0.031332 | 0.031332 | $/kWh
electric | energy |  | 0 | 0 | 7 | 7 | 11 | 12 | 6 | 6 | 0.03389 | 0.03389 | $/kWh
electric | energy |  | 0 | 0 | 7 | 7 | 12 | 13 | 0 | 0 | 0.045167 | 0.045167 | $/kWh
electric | energy |  | 0 | 0 | 7 | 7 | 12 | 13 | 1 | 1 | 0.052995 | 0.052995 | $/kWh
electric | energy |  | 0 | 0 | 7 | 7 | 12 | 13 | 2 | 2 | 0.04577 | 0.04577 | $/kWh
electric | energy |  | 0 | 0 | 7 | 7 | 12 | 13 | 3 | 3 | 0.04522 | 0.04522 | $/kWh
electric | energy |  | 0 | 0 | 7 | 7 | 12 | 13 | 4 | 4 | 0.040254 | 0.040254 | $/kWh
electric | energy |  | 0 | 0 | 7 | 7 | 12 | 13 | 5 | 5 | 0.030946 | 0.030946 | $/kWh
electric | energy |  | 0 | 0 | 7 | 7 | 12 | 13 | 6 | 6 | 0.03549 | 0.03549 | $/kWh
electric | energy |  | 0 | 0 | 7 | 7 | 13 | 14 | 0 | 0 | 0.047575 | 0.047575 | $/kWh
electric | energy |  | 0 | 0 | 7 | 7 | 13 | 14 | 1 | 1 | 0.05588 | 0.05588 | $/kWh
electric | energy |  | 0 | 0 | 7 | 7 | 13 | 14 | 2 | 2 | 0.048215 | 0.048215 | $/kWh
electric | energy |  | 0 | 0 | 7 | 7 | 13 | 14 | 3 | 3 | 0.045942 | 0.045942 | $/kWh
electric | energy |  | 0 | 0 | 7 | 7 | 13 | 14 | 4 | 4 | 0.041626 | 0.041626 | $/kWh
electric | energy |  | 0 | 0 | 7 | 7 | 13 | 14 | 5 | 5 | 0.030658 | 0.030658 | $/kWh
electric | energy |  | 0 | 0 | 7 | 7 | 13 | 14 | 6 | 6 | 0.036768 | 0.036768 | $/kWh
electric | energy |  | 0 | 0 | 7 | 7 | 14 | 15 | 0 | 0 | 0.050022 | 0.050022 | $/kWh
electric | energy |  | 0 | 0 | 7 | 7 | 14 | 15 | 1 | 1 | 0.059575 | 0.059575 | $/kWh
electric | energy |  | 0 | 0 | 7 | 7 | 14 | 15 | 2 | 2 | 0.05187 | 0.05187 | $/kWh
electric | energy |  | 0 | 0 | 7 | 7 | 14 | 15 | 3 | 3 | 0.048328 | 0.048328 | $/kWh
electric | energy |  | 0 | 0 | 7 | 7 | 14 | 15 | 4 | 4 | 0.044136 | 0.044136 | $/kWh
electric | energy |  | 0 | 0 | 7 | 7 | 14 | 15 | 5 | 5 | 0.031412 | 0.031412 | $/kWh
electric | energy |  | 0 | 0 | 7 | 7 | 14 | 15 | 6 | 6 | 0.039448 | 0.039448 | $/kWh
electric | energy |  | 0 | 0 | 7 | 7 | 15 | 16 | 0 | 0 | 0.055365 | 0.055365 | $/kWh
electric | energy |  | 0 | 0 | 7 | 7 | 15 | 16 | 1 | 1 | 0.065547 | 0.065547 | $/kWh
electric | energy |  | 0 | 0 | 7 | 7 | 15 | 16 | 2 | 2 | 0.05237 | 0.05237 | $/kWh
electric | energy |  | 0 | 0 | 7 | 7 | 15 | 16 | 3 | 3 | 0.049396 | 0.049396 | $/kWh
electric | energy |  | 0 | 0 | 7 | 7 | 15 | 16 | 4 | 4 | 0.045114 | 0.045114 | $/kWh
electric | energy |  | 0 | 0 | 7 | 7 | 15 | 16 | 5 | 5 | 0.034226 | 0.034226 | $/kWh
electric | energy |  | 0 | 0 | 7 | 7 | 15 | 16 | 6 | 6 | 0.041825 | 0.041825 | $/kWh
electric | energy |  | 0 | 0 | 7 | 7 | 16 | 17 | 0 | 0 | 0.05982 | 0.05982 | $/kWh
electric | energy |  | 0 | 0 | 7 | 7 | 16 | 17 | 1 | 1 | 0.071912 | 0.071912 | $/kWh
electric | energy |  | 0 | 0 | 7 | 7 | 16 | 17 | 2 | 2 | 0.055447 | 0.055447 | $/kWh
electric | energy |  | 0 | 0 | 7 | 7 | 16 | 17 | 3 | 3 | 0.051572 | 0.051572 | $/kWh
electric | energy |  | 0 | 0 | 7 | 7 | 16 | 17 | 4 | 4 | 0.048212 | 0.048212 | $/kWh
electric | energy |  | 0 | 0 | 7 | 7 | 16 | 17 | 5 | 5 | 0.03642 | 0.03642 | $/kWh
electric | energy |  | 0 | 0 | 7 | 7 | 16 | 17 | 6 | 6 | 0.044867 | 0.044867 | $/kWh
electric | energy |  | 0 | 0 | 7 | 7 | 17 | 18 | 0 | 0 | 0.063082 | 0.063082 | $/kWh
electric | energy |  | 0 | 0 | 7 | 7 | 17 | 18 | 1 | 1 | 0.077305 | 0.077305 | $/kWh
electric | energy |  | 0 | 0 | 7 | 7 | 17 | 18 | 2 | 2 | 0.057107 | 0.057107 | $/kWh
electric | energy |  | 0 | 0 | 7 | 7 | 17 | 18 | 3 | 3 | 0.053482 | 0.053482 | $/kWh
electric | energy |  | 0 | 0 | 7 | 7 | 17 | 18 | 4 | 4 | 0.048822 | 0.048822 | $/kWh
electric | energy |  | 0 | 0 | 7 | 7 | 17 | 18 | 5 | 5 | 0.03831 | 0.03831 | $/kWh
electric | energy |  | 0 | 0 | 7 | 7 | 17 | 18 | 6 | 6 | 0.04943 | 0.04943 | $/kWh
electric | energy |  | 0 | 0 | 7 | 7 | 18 | 19 | 0 | 0 | 0.058173 | 0.058173 | $/kWh
electric | energy |  | 0 | 0 | 7 | 7 | 18 | 19 | 1 | 1 | 0.06831 | 0.06831 | $/kWh
electric | energy |  | 0 | 0 | 7 | 7 | 18 | 19 | 2 | 2 | 0.056313 | 0.056313 | $/kWh
electric | energy |  | 0 | 0 | 7 | 7 | 18 | 19 | 3 | 3 | 0.048848 | 0.048848 | $/kWh
electric | energy |  | 0 | 0 | 7 | 7 | 18 | 19 | 4 | 4 | 0.04418 | 0.04418 | $/kWh
electric | energy |  | 0 | 0 | 7 | 7 | 18 | 19 | 5 | 5 | 0.038082 | 0.038082 | $/kWh
electric | energy |  | 0 | 0 | 7 | 7 | 18 | 19 | 6 | 6 | 0.047883 | 0.047883 | $/kWh
electric | energy |  | 0 | 0 | 7 | 7 | 19 | 20 | 0 | 0 | 0.05172 | 0.05172 | $/kWh
electric | energy |  | 0 | 0 | 7 | 7 | 19 | 20 | 1 | 1 | 0.057255 | 0.057255 | $/kWh
electric | energy |  | 0 | 0 | 7 | 7 | 19 | 20 | 2 | 2 | 0.0493 | 0.0493 | $/kWh
electric | energy |  | 0 | 0 | 7 | 7 | 19 | 20 | 3 | 3 | 0.045504 | 0.045504 | $/kWh
electric | energy |  | 0 | 0 | 7 | 7 | 19 | 20 | 4 | 4 | 0.040964 | 0.040964 | $/kWh
electric | energy |  | 0 | 0 | 7 | 7 | 19 | 20 | 5 | 5 | 0.033932 | 0.033932 | $/kWh
electric | energy |  | 0 | 0 | 7 | 7 | 19 | 20 | 6 | 6 | 0.04416 | 0.04416 | $/kWh
electric | energy |  | 0 | 0 | 7 | 7 | 20 | 21 | 0 | 0 | 0.04617 | 0.04617 | $/kWh
electric | energy |  | 0 | 0 | 7 | 7 | 20 | 21 | 1 | 1 | 0.053413 | 0.053413 | $/kWh
electric | energy |  | 0 | 0 | 7 | 7 | 20 | 21 | 2 | 2 | 0.046918 | 0.046918 | $/kWh
electric | energy |  | 0 | 0 | 7 | 7 | 20 | 21 | 3 | 3 | 0.04367 | 0.04367 | $/kWh
electric | energy |  | 0 | 0 | 7 | 7 | 20 | 21 | 4 | 4 | 0.03759 | 0.03759 | $/kWh
electric | energy |  | 0 | 0 | 7 | 7 | 20 | 21 | 5 | 5 | 0.032778 | 0.032778 | $/kWh
electric | energy |  | 0 | 0 | 7 | 7 | 20 | 21 | 6 | 6 | 0.041783 | 0.041783 | $/kWh
electric | energy |  | 0 | 0 | 7 | 7 | 21 | 22 | 0 | 0 | 0.042365 | 0.042365 | $/kWh
electric | energy |  | 0 | 0 | 7 | 7 | 21 | 22 | 1 | 1 | 0.047005 | 0.047005 | $/kWh
electric | energy |  | 0 | 0 | 7 | 7 | 21 | 22 | 2 | 2 | 0.043412 | 0.043412 | $/kWh
electric | energy |  | 0 | 0 | 7 | 7 | 21 | 22 | 3 | 3 | 0.040536 | 0.040536 | $/kWh
electric | energy |  | 0 | 0 | 7 | 7 | 21 | 22 | 4 | 4 | 0.0366 | 0.0366 | $/kWh
electric | energy |  | 0 | 0 | 7 | 7 | 21 | 22 | 5 | 5 | 0.03123 | 0.03123 | $/kWh
electric | energy |  | 0 | 0 | 7 | 7 | 21 | 22 | 6 | 6 | 0.037137 | 0.037137 | $/kWh
electric | energy |  | 0 | 0 | 7 | 7 | 22 | 23 | 0 | 0 | 0.03798 | 0.03798 | $/kWh
electric | energy |  | 0 | 0 | 7 | 7 | 22 | 23 | 1 | 1 | 0.042202 | 0.042202 | $/kWh
electric | energy |  | 0 | 0 | 7 | 7 | 22 | 23 | 2 | 2 | 0.039912 | 0.039912 | $/kWh
electric | energy |  | 0 | 0 | 7 | 7 | 22 | 23 | 3 | 3 | 0.036748 | 0.036748 | $/kWh
electric | energy |  | 0 | 0 | 7 | 7 | 22 | 23 | 4 | 4 | 0.034242 | 0.034242 | $/kWh
electric | energy |  | 0 | 0 | 7 | 7 | 22 | 23 | 5 | 5 | 0.03024 | 0.03024 | $/kWh
electric | energy |  | 0 | 0 | 7 | 7 | 22 | 23 | 6 | 6 | 0.034707 | 0.034707 | $/kWh
electric | energy |  | 0 | 0 | 7 | 7 | 23 | 24 | 0 | 0 | 0.034443 | 0.034443 | $/kWh
electric | energy |  | 0 | 0 | 7 | 7 | 23 | 24 | 1 | 1 | 0.037817 | 0.037817 | $/kWh
electric | energy |  | 0 | 0 | 7 | 7 | 23 | 24 | 2 | 2 | 0.0355 | 0.0355 | $/kWh
electric | energy |  | 0 | 0 | 7 | 7 | 23 | 24 | 3 | 3 | 0.033996 | 0.033996 | $/kWh
electric | energy |  | 0 | 0 | 7 | 7 | 23 | 24 | 4 | 4 | 0.031226 | 0.031226 | $/kWh
electric | energy |  | 0 | 0 | 7 | 7 | 23 | 24 | 5 | 5 | 0.028594 | 0.028594 | $/kWh
electric | energy |  | 0 | 0 | 7 | 7 | 23 | 24 | 6 | 6 | 0.032953 | 0.032953 | $/kWh
electric | energy |  | 0 | 0 | 8 | 8 | 0 | 1 | 0 | 0 | 0.03612 | 0.03612 | $/kWh
electric | energy |  | 0 | 0 | 8 | 8 | 0 | 1 | 1 | 1 | 0.038588 | 0.038588 | $/kWh
electric | energy |  | 0 | 0 | 8 | 8 | 0 | 1 | 2 | 2 | 0.037435 | 0.037435 | $/kWh
electric | energy |  | 0 | 0 | 8 | 8 | 0 | 1 | 3 | 3 | 0.039822 | 0.039822 | $/kWh
electric | energy |  | 0 | 0 | 8 | 8 | 0 | 1 | 4 | 4 | 0.04072 | 0.04072 | $/kWh
electric | energy |  | 0 | 0 | 8 | 8 | 0 | 1 | 5 | 5 | 0.040535 | 0.040535 | $/kWh
electric | energy |  | 0 | 0 | 8 | 8 | 0 | 1 | 6 | 6 | 0.036256 | 0.036256 | $/kWh
electric | energy |  | 0 | 0 | 8 | 8 | 1 | 2 | 0 | 0 | 0.0331 | 0.0331 | $/kWh
electric | energy |  | 0 | 0 | 8 | 8 | 1 | 2 | 1 | 1 | 0.035238 | 0.035238 | $/kWh
electric | energy |  | 0 | 0 | 8 | 8 | 1 | 2 | 2 | 2 | 0.033832 | 0.033832 | $/kWh
electric | energy |  | 0 | 0 | 8 | 8 | 1 | 2 | 3 | 3 | 0.03657 | 0.03657 | $/kWh
electric | energy |  | 0 | 0 | 8 | 8 | 1 | 2 | 4 | 4 | 0.03704 | 0.03704 | $/kWh
electric | energy |  | 0 | 0 | 8 | 8 | 1 | 2 | 5 | 5 | 0.036233 | 0.036233 | $/kWh
electric | energy |  | 0 | 0 | 8 | 8 | 1 | 2 | 6 | 6 | 0.03274 | 0.03274 | $/kWh
electric | energy |  | 0 | 0 | 8 | 8 | 2 | 3 | 0 | 0 | 0.031096 | 0.031096 | $/kWh
electric | energy |  | 0 | 0 | 8 | 8 | 2 | 3 | 1 | 1 | 0.032816 | 0.032816 | $/kWh
electric | energy |  | 0 | 0 | 8 | 8 | 2 | 3 | 2 | 2 | 0.031895 | 0.031895 | $/kWh
electric | energy |  | 0 | 0 | 8 | 8 | 2 | 3 | 3 | 3 | 0.033902 | 0.033902 | $/kWh
electric | energy |  | 0 | 0 | 8 | 8 | 2 | 3 | 4 | 4 | 0.035707 | 0.035707 | $/kWh
electric | energy |  | 0 | 0 | 8 | 8 | 2 | 3 | 5 | 5 | 0.03397 | 0.03397 | $/kWh
electric | energy |  | 0 | 0 | 8 | 8 | 2 | 3 | 6 | 6 | 0.03102 | 0.03102 | $/kWh
electric | energy |  | 0 | 0 | 8 | 8 | 3 | 4 | 0 | 0 | 0.030142 | 0.030142 | $/kWh
electric | energy |  | 0 | 0 | 8 | 8 | 3 | 4 | 1 | 1 | 0.031818 | 0.031818 | $/kWh
electric | energy |  | 0 | 0 | 8 | 8 | 3 | 4 | 2 | 2 | 0.031177 | 0.031177 | $/kWh
electric | energy |  | 0 | 0 | 8 | 8 | 3 | 4 | 3 | 3 | 0.033405 | 0.033405 | $/kWh
electric | energy |  | 0 | 0 | 8 | 8 | 3 | 4 | 4 | 4 | 0.03363 | 0.03363 | $/kWh
electric | energy |  | 0 | 0 | 8 | 8 | 3 | 4 | 5 | 5 | 0.03283 | 0.03283 | $/kWh
electric | energy |  | 0 | 0 | 8 | 8 | 3 | 4 | 6 | 6 | 0.029994 | 0.029994 | $/kWh
electric | energy |  | 0 | 0 | 8 | 8 | 4 | 5 | 0 | 0 | 0.030712 | 0.030712 | $/kWh
electric | energy |  | 0 | 0 | 8 | 8 | 4 | 5 | 1 | 1 | 0.031772 | 0.031772 | $/kWh
electric | energy |  | 0 | 0 | 8 | 8 | 4 | 5 | 2 | 2 | 0.03154 | 0.03154 | $/kWh
electric | energy |  | 0 | 0 | 8 | 8 | 4 | 5 | 3 | 3 | 0.032938 | 0.032938 | $/kWh
electric | energy |  | 0 | 0 | 8 | 8 | 4 | 5 | 4 | 4 | 0.033853 | 0.033853 | $/kWh
electric | energy |  | 0 | 0 | 8 | 8 | 4 | 5 | 5 | 5 | 0.031062 | 0.031062 | $/kWh
electric | energy |  | 0 | 0 | 8 | 8 | 4 | 5 | 6 | 6 | 0.028748 | 0.028748 | $/kWh
electric | energy |  | 0 | 0 | 8 | 8 | 5 | 6 | 0 | 0 | 0.03219 | 0.03219 | $/kWh
electric | energy |  | 0 | 0 | 8 | 8 | 5 | 6 | 1 | 1 | 0.033456 | 0.033456 | $/kWh
electric | energy |  | 0 | 0 | 8 | 8 | 5 | 6 | 2 | 2 | 0.032332 | 0.032332 | $/kWh
electric | energy |  | 0 | 0 | 8 | 8 | 5 | 6 | 3 | 3 | 0.034278 | 0.034278 | $/kWh
electric | energy |  | 0 | 0 | 8 | 8 | 5 | 6 | 4 | 4 | 0.03476 | 0.03476 | $/kWh
electric | energy |  | 0 | 0 | 8 | 8 | 5 | 6 | 5 | 5 | 0.03151 | 0.03151 | $/kWh
electric | energy |  | 0 | 0 | 8 | 8 | 5 | 6 | 6 | 6 | 0.028416 | 0.028416 | $/kWh
electric | energy |  | 0 | 0 | 8 | 8 | 6 | 7 | 0 | 0 | 0.033328 | 0.033328 | $/kWh
electric | energy |  | 0 | 0 | 8 | 8 | 6 | 7 | 1 | 1 | 0.034818 | 0.034818 | $/kWh
electric | energy |  | 0 | 0 | 8 | 8 | 6 | 7 | 2 | 2 | 0.033543 | 0.033543 | $/kWh
electric | energy |  | 0 | 0 | 8 | 8 | 6 | 7 | 3 | 3 | 0.035105 | 0.035105 | $/kWh
electric | energy |  | 0 | 0 | 8 | 8 | 6 | 7 | 4 | 4 | 0.03573 | 0.03573 | $/kWh
electric | energy |  | 0 | 0 | 8 | 8 | 6 | 7 | 5 | 5 | 0.03079 | 0.03079 | $/kWh
electric | energy |  | 0 | 0 | 8 | 8 | 6 | 7 | 6 | 6 | 0.026982 | 0.026982 | $/kWh
electric | energy |  | 0 | 0 | 8 | 8 | 7 | 8 | 0 | 0 | 0.034944 | 0.034944 | $/kWh
electric | energy |  | 0 | 0 | 8 | 8 | 7 | 8 | 1 | 1 | 0.037434 | 0.037434 | $/kWh
electric | energy |  | 0 | 0 | 8 | 8 | 7 | 8 | 2 | 2 | 0.03758 | 0.03758 | $/kWh
electric | energy |  | 0 | 0 | 8 | 8 | 7 | 8 | 3 | 3 | 0.039027 | 0.039027 | $/kWh
electric | energy |  | 0 | 0 | 8 | 8 | 7 | 8 | 4 | 4 | 0.038773 | 0.038773 | $/kWh
electric | energy |  | 0 | 0 | 8 | 8 | 7 | 8 | 5 | 5 | 0.032517 | 0.032517 | $/kWh
electric | energy |  | 0 | 0 | 8 | 8 | 7 | 8 | 6 | 6 | 0.028032 | 0.028032 | $/kWh
electric | energy |  | 0 | 0 | 8 | 8 | 8 | 9 | 0 | 0 | 0.03833 | 0.03833 | $/kWh
electric | energy |  | 0 | 0 | 8 | 8 | 8 | 9 | 1 | 1 | 0.040744 | 0.040744 | $/kWh
electric | energy |  | 0 | 0 | 8 | 8 | 8 | 9 | 2 | 2 | 0.039822 | 0.039822 | $/kWh
electric | energy |  | 0 | 0 | 8 | 8 | 8 | 9 | 3 | 3 | 0.04209 | 0.04209 | $/kWh
electric | energy |  | 0 | 0 | 8 | 8 | 8 | 9 | 4 | 4 | 0.0418 | 0.0418 | $/kWh
electric | energy |  | 0 | 0 | 8 | 8 | 8 | 9 | 5 | 5 | 0.03593 | 0.03593 | $/kWh
electric | energy |  | 0 | 0 | 8 | 8 | 8 | 9 | 6 | 6 | 0.031004 | 0.031004 | $/kWh
electric | energy |  | 0 | 0 | 8 | 8 | 9 | 10 | 0 | 0 | 0.041814 | 0.041814 | $/kWh
electric | energy |  | 0 | 0 | 8 | 8 | 9 | 10 | 1 | 1 | 0.043252 | 0.043252 | $/kWh
electric | energy |  | 0 | 0 | 8 | 8 | 9 | 10 | 2 | 2 | 0.04267 | 0.04267 | $/kWh
electric | energy |  | 0 | 0 | 8 | 8 | 9 | 10 | 3 | 3 | 0.04603 | 0.04603 | $/kWh
electric | energy |  | 0 | 0 | 8 | 8 | 9 | 10 | 4 | 4 | 0.045872 | 0.045872 | $/kWh
electric | energy |  | 0 | 0 | 8 | 8 | 9 | 10 | 5 | 5 | 0.038212 | 0.038212 | $/kWh
electric | energy |  | 0 | 0 | 8 | 8 | 9 | 10 | 6 | 6 | 0.03363 | 0.03363 | $/kWh
electric | energy |  | 0 | 0 | 8 | 8 | 10 | 11 | 0 | 0 | 0.044814 | 0.044814 | $/kWh
electric | energy |  | 0 | 0 | 8 | 8 | 10 | 11 | 1 | 1 | 0.04551 | 0.04551 | $/kWh
electric | energy |  | 0 | 0 | 8 | 8 | 10 | 11 | 2 | 2 | 0.046915 | 0.046915 | $/kWh
electric | energy |  | 0 | 0 | 8 | 8 | 10 | 11 | 3 | 3 | 0.050822 | 0.050822 | $/kWh
electric | energy |  | 0 | 0 | 8 | 8 | 10 | 11 | 4 | 4 | 0.049748 | 0.049748 | $/kWh
electric | energy |  | 0 | 0 | 8 | 8 | 10 | 11 | 5 | 5 | 0.040227 | 0.040227 | $/kWh
electric | energy |  | 0 | 0 | 8 | 8 | 10 | 11 | 6 | 6 | 0.036038 | 0.036038 | $/kWh
electric | energy |  | 0 | 0 | 8 | 8 | 11 | 12 | 0 | 0 | 0.048 | 0.048 | $/kWh
electric | energy |  | 0 | 0 | 8 | 8 | 11 | 12 | 1 | 1 | 0.048534 | 0.048534 | $/kWh
electric | energy |  | 0 | 0 | 8 | 8 | 11 | 12 | 2 | 2 | 0.050388 | 0.050388 | $/kWh
electric | energy |  | 0 | 0 | 8 | 8 | 11 | 12 | 3 | 3 | 0.05431 | 0.05431 | $/kWh
electric | energy |  | 0 | 0 | 8 | 8 | 11 | 12 | 4 | 4 | 0.052132 | 0.052132 | $/kWh
electric | energy |  | 0 | 0 | 8 | 8 | 11 | 12 | 5 | 5 | 0.043605 | 0.043605 | $/kWh
electric | energy |  | 0 | 0 | 8 | 8 | 11 | 12 | 6 | 6 | 0.03797 | 0.03797 | $/kWh
electric | energy |  | 0 | 0 | 8 | 8 | 12 | 13 | 0 | 0 | 0.051358 | 0.051358 | $/kWh
electric | energy |  | 0 | 0 | 8 | 8 | 12 | 13 | 1 | 1 | 0.05144 | 0.05144 | $/kWh
electric | energy |  | 0 | 0 | 8 | 8 | 12 | 13 | 2 | 2 | 0.053233 | 0.053233 | $/kWh
electric | energy |  | 0 | 0 | 8 | 8 | 12 | 13 | 3 | 3 | 0.057298 | 0.057298 | $/kWh
electric | energy |  | 0 | 0 | 8 | 8 | 12 | 13 | 4 | 4 | 0.056545 | 0.056545 | $/kWh
electric | energy |  | 0 | 0 | 8 | 8 | 12 | 13 | 5 | 5 | 0.046875 | 0.046875 | $/kWh
electric | energy |  | 0 | 0 | 8 | 8 | 12 | 13 | 6 | 6 | 0.041254 | 0.041254 | $/kWh
electric | energy |  | 0 | 0 | 8 | 8 | 13 | 14 | 0 | 0 | 0.053352 | 0.053352 | $/kWh
electric | energy |  | 0 | 0 | 8 | 8 | 13 | 14 | 1 | 1 | 0.054316 | 0.054316 | $/kWh
electric | energy |  | 0 | 0 | 8 | 8 | 13 | 14 | 2 | 2 | 0.057087 | 0.057087 | $/kWh
electric | energy |  | 0 | 0 | 8 | 8 | 13 | 14 | 3 | 3 | 0.061468 | 0.061468 | $/kWh
electric | energy |  | 0 | 0 | 8 | 8 | 13 | 14 | 4 | 4 | 0.061142 | 0.061142 | $/kWh
electric | energy |  | 0 | 0 | 8 | 8 | 13 | 14 | 5 | 5 | 0.049495 | 0.049495 | $/kWh
electric | energy |  | 0 | 0 | 8 | 8 | 13 | 14 | 6 | 6 | 0.042186 | 0.042186 | $/kWh
electric | energy |  | 0 | 0 | 8 | 8 | 14 | 15 | 0 | 0 | 0.05612 | 0.05612 | $/kWh
electric | energy |  | 0 | 0 | 8 | 8 | 14 | 15 | 1 | 1 | 0.056478 | 0.056478 | $/kWh
electric | energy |  | 0 | 0 | 8 | 8 | 14 | 15 | 2 | 2 | 0.05966 | 0.05966 | $/kWh
electric | energy |  | 0 | 0 | 8 | 8 | 14 | 15 | 3 | 3 | 0.065345 | 0.065345 | $/kWh
electric | energy |  | 0 | 0 | 8 | 8 | 14 | 15 | 4 | 4 | 0.063312 | 0.063312 | $/kWh
electric | energy |  | 0 | 0 | 8 | 8 | 14 | 15 | 5 | 5 | 0.051765 | 0.051765 | $/kWh
electric | energy |  | 0 | 0 | 8 | 8 | 14 | 15 | 6 | 6 | 0.044466 | 0.044466 | $/kWh
electric | energy |  | 0 | 0 | 8 | 8 | 15 | 16 | 0 | 0 | 0.06115 | 0.06115 | $/kWh
electric | energy |  | 0 | 0 | 8 | 8 | 15 | 16 | 1 | 1 | 0.062116 | 0.062116 | $/kWh
electric | energy |  | 0 | 0 | 8 | 8 | 15 | 16 | 2 | 2 | 0.06713 | 0.06713 | $/kWh
electric | energy |  | 0 | 0 | 8 | 8 | 15 | 16 | 3 | 3 | 0.07843 | 0.07843 | $/kWh
electric | energy |  | 0 | 0 | 8 | 8 | 15 | 16 | 4 | 4 | 0.072593 | 0.072593 | $/kWh
electric | energy |  | 0 | 0 | 8 | 8 | 15 | 16 | 5 | 5 | 0.053207 | 0.053207 | $/kWh
electric | energy |  | 0 | 0 | 8 | 8 | 15 | 16 | 6 | 6 | 0.04725 | 0.04725 | $/kWh
electric | energy |  | 0 | 0 | 8 | 8 | 16 | 17 | 0 | 0 | 0.066572 | 0.066572 | $/kWh
electric | energy |  | 0 | 0 | 8 | 8 | 16 | 17 | 1 | 1 | 0.068674 | 0.068674 | $/kWh
electric | energy |  | 0 | 0 | 8 | 8 | 16 | 17 | 2 | 2 | 0.072375 | 0.072375 | $/kWh
electric | energy |  | 0 | 0 | 8 | 8 | 16 | 17 | 3 | 3 | 0.083625 | 0.083625 | $/kWh
electric | energy |  | 0 | 0 | 8 | 8 | 16 | 17 | 4 | 4 | 0.078825 | 0.078825 | $/kWh
electric | energy |  | 0 | 0 | 8 | 8 | 16 | 17 | 5 | 5 | 0.05905 | 0.05905 | $/kWh
electric | energy |  | 0 | 0 | 8 | 8 | 16 | 17 | 6 | 6 | 0.050804 | 0.050804 | $/kWh
electric | energy |  | 0 | 0 | 8 | 8 | 17 | 18 | 0 | 0 | 0.069212 | 0.069212 | $/kWh
electric | energy |  | 0 | 0 | 8 | 8 | 17 | 18 | 1 | 1 | 0.0715 | 0.0715 | $/kWh
electric | energy |  | 0 | 0 | 8 | 8 | 17 | 18 | 2 | 2 | 0.076952 | 0.076952 | $/kWh
electric | energy |  | 0 | 0 | 8 | 8 | 17 | 18 | 3 | 3 | 0.085067 | 0.085067 | $/kWh
electric | energy |  | 0 | 0 | 8 | 8 | 17 | 18 | 4 | 4 | 0.080905 | 0.080905 | $/kWh
electric | energy |  | 0 | 0 | 8 | 8 | 17 | 18 | 5 | 5 | 0.062195 | 0.062195 | $/kWh
electric | energy |  | 0 | 0 | 8 | 8 | 17 | 18 | 6 | 6 | 0.055506 | 0.055506 | $/kWh
electric | energy |  | 0 | 0 | 8 | 8 | 18 | 19 | 0 | 0 | 0.062782 | 0.062782 | $/kWh
electric | energy |  | 0 | 0 | 8 | 8 | 18 | 19 | 1 | 1 | 0.063842 | 0.063842 | $/kWh
electric | energy |  | 0 | 0 | 8 | 8 | 18 | 19 | 2 | 2 | 0.066925 | 0.066925 | $/kWh
electric | energy |  | 0 | 0 | 8 | 8 | 18 | 19 | 3 | 3 | 0.07416 | 0.07416 | $/kWh
electric | energy |  | 0 | 0 | 8 | 8 | 18 | 19 | 4 | 4 | 0.067415 | 0.067415 | $/kWh
electric | energy |  | 0 | 0 | 8 | 8 | 18 | 19 | 5 | 5 | 0.057085 | 0.057085 | $/kWh
electric | energy |  | 0 | 0 | 8 | 8 | 18 | 19 | 6 | 6 | 0.052146 | 0.052146 | $/kWh
electric | energy |  | 0 | 0 | 8 | 8 | 19 | 20 | 0 | 0 | 0.05652 | 0.05652 | $/kWh
electric | energy |  | 0 | 0 | 8 | 8 | 19 | 20 | 1 | 1 | 0.056756 | 0.056756 | $/kWh
electric | energy |  | 0 | 0 | 8 | 8 | 19 | 20 | 2 | 2 | 0.059507 | 0.059507 | $/kWh
electric | energy |  | 0 | 0 | 8 | 8 | 19 | 20 | 3 | 3 | 0.064392 | 0.064392 | $/kWh
electric | energy |  | 0 | 0 | 8 | 8 | 19 | 20 | 4 | 4 | 0.058713 | 0.058713 | $/kWh
electric | energy |  | 0 | 0 | 8 | 8 | 19 | 20 | 5 | 5 | 0.049903 | 0.049903 | $/kWh
electric | energy |  | 0 | 0 | 8 | 8 | 19 | 20 | 6 | 6 | 0.04707 | 0.04707 | $/kWh
electric | energy |  | 0 | 0 | 8 | 8 | 20 | 21 | 0 | 0 | 0.052852 | 0.052852 | $/kWh
electric | energy |  | 0 | 0 | 8 | 8 | 20 | 21 | 1 | 1 | 0.05214 | 0.05214 | $/kWh
electric | energy |  | 0 | 0 | 8 | 8 | 20 | 21 | 2 | 2 | 0.054722 | 0.054722 | $/kWh
electric | energy |  | 0 | 0 | 8 | 8 | 20 | 21 | 3 | 3 | 0.057325 | 0.057325 | $/kWh
electric | energy |  | 0 | 0 | 8 | 8 | 20 | 21 | 4 | 4 | 0.053898 | 0.053898 | $/kWh
electric | energy |  | 0 | 0 | 8 | 8 | 20 | 21 | 5 | 5 | 0.048418 | 0.048418 | $/kWh
electric | energy |  | 0 | 0 | 8 | 8 | 20 | 21 | 6 | 6 | 0.04498 | 0.04498 | $/kWh
electric | energy |  | 0 | 0 | 8 | 8 | 21 | 22 | 0 | 0 | 0.046612 | 0.046612 | $/kWh
electric | energy |  | 0 | 0 | 8 | 8 | 21 | 22 | 1 | 1 | 0.04704 | 0.04704 | $/kWh
electric | energy |  | 0 | 0 | 8 | 8 | 21 | 22 | 2 | 2 | 0.049505 | 0.049505 | $/kWh
electric | energy |  | 0 | 0 | 8 | 8 | 21 | 22 | 3 | 3 | 0.052222 | 0.052222 | $/kWh
electric | energy |  | 0 | 0 | 8 | 8 | 21 | 22 | 4 | 4 | 0.050415 | 0.050415 | $/kWh
electric | energy |  | 0 | 0 | 8 | 8 | 21 | 22 | 5 | 5 | 0.04345 | 0.04345 | $/kWh
electric | energy |  | 0 | 0 | 8 | 8 | 21 | 22 | 6 | 6 | 0.041242 | 0.041242 | $/kWh
electric | energy |  | 0 | 0 | 8 | 8 | 22 | 23 | 0 | 0 | 0.041866 | 0.041866 | $/kWh
electric | energy |  | 0 | 0 | 8 | 8 | 22 | 23 | 1 | 1 | 0.04285 | 0.04285 | $/kWh
electric | energy |  | 0 | 0 | 8 | 8 | 22 | 23 | 2 | 2 | 0.045085 | 0.045085 | $/kWh
electric | energy |  | 0 | 0 | 8 | 8 | 22 | 23 | 3 | 3 | 0.046977 | 0.046977 | $/kWh
electric | energy |  | 0 | 0 | 8 | 8 | 22 | 23 | 4 | 4 | 0.045803 | 0.045803 | $/kWh
electric | energy |  | 0 | 0 | 8 | 8 | 22 | 23 | 5 | 5 | 0.039778 | 0.039778 | $/kWh
electric | energy |  | 0 | 0 | 8 | 8 | 22 | 23 | 6 | 6 | 0.03659 | 0.03659 | $/kWh
electric | energy |  | 0 | 0 | 8 | 8 | 23 | 24 | 0 | 0 | 0.038998 | 0.038998 | $/kWh
electric | energy |  | 0 | 0 | 8 | 8 | 23 | 24 | 1 | 1 | 0.039654 | 0.039654 | $/kWh
electric | energy |  | 0 | 0 | 8 | 8 | 23 | 24 | 2 | 2 | 0.04133 | 0.04133 | $/kWh
electric | energy |  | 0 | 0 | 8 | 8 | 23 | 24 | 3 | 3 | 0.042978 | 0.042978 | $/kWh
electric | energy |  | 0 | 0 | 8 | 8 | 23 | 24 | 4 | 4 | 0.041493 | 0.041493 | $/kWh
electric | energy |  | 0 | 0 | 8 | 8 | 23 | 24 | 5 | 5 | 0.037845 | 0.037845 | $/kWh
electric | energy |  | 0 | 0 | 8 | 8 | 23 | 24 | 6 | 6 | 0.03595 | 0.03595 | $/kWh
electric | energy |  | 0 | 0 | 9 | 9 | 0 | 1 | 0 | 0 | 0.0328 | 0.0328 | $/kWh
electric | energy |  | 0 | 0 | 9 | 9 | 0 | 1 | 1 | 1 | 0.034702 | 0.034702 | $/kWh
electric | energy |  | 0 | 0 | 9 | 9 | 0 | 1 | 2 | 2 | 0.03637 | 0.03637 | $/kWh
electric | energy |  | 0 | 0 | 9 | 9 | 0 | 1 | 3 | 3 | 0.034588 | 0.034588 | $/kWh
electric | energy |  | 0 | 0 | 9 | 9 | 0 | 1 | 4 | 4 | 0.033635 | 0.033635 | $/kWh
electric | energy |  | 0 | 0 | 9 | 9 | 0 | 1 | 5 | 5 | 0.031367 | 0.031367 | $/kWh
electric | energy |  | 0 | 0 | 9 | 9 | 0 | 1 | 6 | 6 | 0.033368 | 0.033368 | $/kWh
electric | energy |  | 0 | 0 | 9 | 9 | 1 | 2 | 0 | 0 | 0.031462 | 0.031462 | $/kWh
electric | energy |  | 0 | 0 | 9 | 9 | 1 | 2 | 1 | 1 | 0.03168 | 0.03168 | $/kWh
electric | energy |  | 0 | 0 | 9 | 9 | 1 | 2 | 2 | 2 | 0.0339 | 0.0339 | $/kWh
electric | energy |  | 0 | 0 | 9 | 9 | 1 | 2 | 3 | 3 | 0.031928 | 0.031928 | $/kWh
electric | energy |  | 0 | 0 | 9 | 9 | 1 | 2 | 4 | 4 | 0.030175 | 0.030175 | $/kWh
electric | energy |  | 0 | 0 | 9 | 9 | 1 | 2 | 5 | 5 | 0.030415 | 0.030415 | $/kWh
electric | energy |  | 0 | 0 | 9 | 9 | 1 | 2 | 6 | 6 | 0.030547 | 0.030547 | $/kWh
electric | energy |  | 0 | 0 | 9 | 9 | 2 | 3 | 0 | 0 | 0.03012 | 0.03012 | $/kWh
electric | energy |  | 0 | 0 | 9 | 9 | 2 | 3 | 1 | 1 | 0.029892 | 0.029892 | $/kWh
electric | energy |  | 0 | 0 | 9 | 9 | 2 | 3 | 2 | 2 | 0.032836 | 0.032836 | $/kWh
electric | energy |  | 0 | 0 | 9 | 9 | 2 | 3 | 3 | 3 | 0.03007 | 0.03007 | $/kWh
electric | energy |  | 0 | 0 | 9 | 9 | 2 | 3 | 4 | 4 | 0.029212 | 0.029212 | $/kWh
electric | energy |  | 0 | 0 | 9 | 9 | 2 | 3 | 5 | 5 | 0.029357 | 0.029357 | $/kWh
electric | energy |  | 0 | 0 | 9 | 9 | 2 | 3 | 6 | 6 | 0.028417 | 0.028417 | $/kWh
electric | energy |  | 0 | 0 | 9 | 9 | 3 | 4 | 0 | 0 | 0.029115 | 0.029115 | $/kWh
electric | energy |  | 0 | 0 | 9 | 9 | 3 | 4 | 1 | 1 | 0.02952 | 0.02952 | $/kWh
electric | energy |  | 0 | 0 | 9 | 9 | 3 | 4 | 2 | 2 | 0.031882 | 0.031882 | $/kWh
electric | energy |  | 0 | 0 | 9 | 9 | 3 | 4 | 3 | 3 | 0.02971 | 0.02971 | $/kWh
electric | energy |  | 0 | 0 | 9 | 9 | 3 | 4 | 4 | 4 | 0.029357 | 0.029357 | $/kWh
electric | energy |  | 0 | 0 | 9 | 9 | 3 | 4 | 5 | 5 | 0.028483 | 0.028483 | $/kWh
electric | energy |  | 0 | 0 | 9 | 9 | 3 | 4 | 6 | 6 | 0.027998 | 0.027998 | $/kWh
electric | energy |  | 0 | 0 | 9 | 9 | 4 | 5 | 0 | 0 | 0.02916 | 0.02916 | $/kWh
electric | energy |  | 0 | 0 | 9 | 9 | 4 | 5 | 1 | 1 | 0.029243 | 0.029243 | $/kWh
electric | energy |  | 0 | 0 | 9 | 9 | 4 | 5 | 2 | 2 | 0.032346 | 0.032346 | $/kWh
electric | energy |  | 0 | 0 | 9 | 9 | 4 | 5 | 3 | 3 | 0.030238 | 0.030238 | $/kWh
electric | energy |  | 0 | 0 | 9 | 9 | 4 | 5 | 4 | 4 | 0.029125 | 0.029125 | $/kWh
electric | energy |  | 0 | 0 | 9 | 9 | 4 | 5 | 5 | 5 | 0.028112 | 0.028112 | $/kWh
electric | energy |  | 0 | 0 | 9 | 9 | 4 | 5 | 6 | 6 | 0.02766 | 0.02766 | $/kWh
electric | energy |  | 0 | 0 | 9 | 9 | 5 | 6 | 0 | 0 | 0.030023 | 0.030023 | $/kWh
electric | energy |  | 0 | 0 | 9 | 9 | 5 | 6 | 1 | 1 | 0.031357 | 0.031357 | $/kWh
electric | energy |  | 0 | 0 | 9 | 9 | 5 | 6 | 2 | 2 | 0.034232 | 0.034232 | $/kWh
electric | energy |  | 0 | 0 | 9 | 9 | 5 | 6 | 3 | 3 | 0.032442 | 0.032442 | $/kWh
electric | energy |  | 0 | 0 | 9 | 9 | 5 | 6 | 4 | 4 | 0.030812 | 0.030812 | $/kWh
electric | energy |  | 0 | 0 | 9 | 9 | 5 | 6 | 5 | 5 | 0.02886 | 0.02886 | $/kWh
electric | energy |  | 0 | 0 | 9 | 9 | 5 | 6 | 6 | 6 | 0.027938 | 0.027938 | $/kWh
electric | energy |  | 0 | 0 | 9 | 9 | 6 | 7 | 0 | 0 | 0.03179 | 0.03179 | $/kWh
electric | energy |  | 0 | 0 | 9 | 9 | 6 | 7 | 1 | 1 | 0.035958 | 0.035958 | $/kWh
electric | energy |  | 0 | 0 | 9 | 9 | 6 | 7 | 2 | 2 | 0.036316 | 0.036316 | $/kWh
electric | energy |  | 0 | 0 | 9 | 9 | 6 | 7 | 3 | 3 | 0.034646 | 0.034646 | $/kWh
electric | energy |  | 0 | 0 | 9 | 9 | 6 | 7 | 4 | 4 | 0.03452 | 0.03452 | $/kWh
electric | energy |  | 0 | 0 | 9 | 9 | 6 | 7 | 5 | 5 | 0.027688 | 0.027688 | $/kWh
electric | energy |  | 0 | 0 | 9 | 9 | 6 | 7 | 6 | 6 | 0.027113 | 0.027113 | $/kWh
electric | energy |  | 0 | 0 | 9 | 9 | 7 | 8 | 0 | 0 | 0.036365 | 0.036365 | $/kWh
electric | energy |  | 0 | 0 | 9 | 9 | 7 | 8 | 1 | 1 | 0.038545 | 0.038545 | $/kWh
electric | energy |  | 0 | 0 | 9 | 9 | 7 | 8 | 2 | 2 | 0.039244 | 0.039244 | $/kWh
electric | energy |  | 0 | 0 | 9 | 9 | 7 | 8 | 3 | 3 | 0.038286 | 0.038286 | $/kWh
electric | energy |  | 0 | 0 | 9 | 9 | 7 | 8 | 4 | 4 | 0.036957 | 0.036957 | $/kWh
electric | energy |  | 0 | 0 | 9 | 9 | 7 | 8 | 5 | 5 | 0.029378 | 0.029378 | $/kWh
electric | energy |  | 0 | 0 | 9 | 9 | 7 | 8 | 6 | 6 | 0.02868 | 0.02868 | $/kWh
electric | energy |  | 0 | 0 | 9 | 9 | 8 | 9 | 0 | 0 | 0.039793 | 0.039793 | $/kWh
electric | energy |  | 0 | 0 | 9 | 9 | 8 | 9 | 1 | 1 | 0.03919 | 0.03919 | $/kWh
electric | energy |  | 0 | 0 | 9 | 9 | 8 | 9 | 2 | 2 | 0.041634 | 0.041634 | $/kWh
electric | energy |  | 0 | 0 | 9 | 9 | 8 | 9 | 3 | 3 | 0.039256 | 0.039256 | $/kWh
electric | energy |  | 0 | 0 | 9 | 9 | 8 | 9 | 4 | 4 | 0.041105 | 0.041105 | $/kWh
electric | energy |  | 0 | 0 | 9 | 9 | 8 | 9 | 5 | 5 | 0.031997 | 0.031997 | $/kWh
electric | energy |  | 0 | 0 | 9 | 9 | 8 | 9 | 6 | 6 | 0.030842 | 0.030842 | $/kWh
electric | energy |  | 0 | 0 | 9 | 9 | 9 | 10 | 0 | 0 | 0.041508 | 0.041508 | $/kWh
electric | energy |  | 0 | 0 | 9 | 9 | 9 | 10 | 1 | 1 | 0.04077 | 0.04077 | $/kWh
electric | energy |  | 0 | 0 | 9 | 9 | 9 | 10 | 2 | 2 | 0.043614 | 0.043614 | $/kWh
electric | energy |  | 0 | 0 | 9 | 9 | 9 | 10 | 3 | 3 | 0.040866 | 0.040866 | $/kWh
electric | energy |  | 0 | 0 | 9 | 9 | 9 | 10 | 4 | 4 | 0.04284 | 0.04284 | $/kWh
electric | energy |  | 0 | 0 | 9 | 9 | 9 | 10 | 5 | 5 | 0.034457 | 0.034457 | $/kWh
electric | energy |  | 0 | 0 | 9 | 9 | 9 | 10 | 6 | 6 | 0.032045 | 0.032045 | $/kWh
electric | energy |  | 0 | 0 | 9 | 9 | 10 | 11 | 0 | 0 | 0.042943 | 0.042943 | $/kWh
electric | energy |  | 0 | 0 | 9 | 9 | 10 | 11 | 1 | 1 | 0.042118 | 0.042118 | $/kWh
electric | energy |  | 0 | 0 | 9 | 9 | 10 | 11 | 2 | 2 | 0.045284 | 0.045284 | $/kWh
electric | energy |  | 0 | 0 | 9 | 9 | 10 | 11 | 3 | 3 | 0.04315 | 0.04315 | $/kWh
electric | energy |  | 0 | 0 | 9 | 9 | 10 | 11 | 4 | 4 | 0.04329 | 0.04329 | $/kWh
electric | energy |  | 0 | 0 | 9 | 9 | 10 | 11 | 5 | 5 | 0.03632 | 0.03632 | $/kWh
electric | energy |  | 0 | 0 | 9 | 9 | 10 | 11 | 6 | 6 | 0.033447 | 0.033447 | $/kWh
electric | energy |  | 0 | 0 | 9 | 9 | 11 | 12 | 0 | 0 | 0.043987 | 0.043987 | $/kWh
electric | energy |  | 0 | 0 | 9 | 9 | 11 | 12 | 1 | 1 | 0.044235 | 0.044235 | $/kWh
electric | energy |  | 0 | 0 | 9 | 9 | 11 | 12 | 2 | 2 | 0.046522 | 0.046522 | $/kWh
electric | energy |  | 0 | 0 | 9 | 9 | 11 | 12 | 3 | 3 | 0.043536 | 0.043536 | $/kWh
electric | energy |  | 0 | 0 | 9 | 9 | 11 | 12 | 4 | 4 | 0.04516 | 0.04516 | $/kWh
electric | energy |  | 0 | 0 | 9 | 9 | 11 | 12 | 5 | 5 | 0.037605 | 0.037605 | $/kWh
electric | energy |  | 0 | 0 | 9 | 9 | 11 | 12 | 6 | 6 | 0.03418 | 0.03418 | $/kWh
electric | energy |  | 0 | 0 | 9 | 9 | 12 | 13 | 0 | 0 | 0.044675 | 0.044675 | $/kWh
electric | energy |  | 0 | 0 | 9 | 9 | 12 | 13 | 1 | 1 | 0.044873 | 0.044873 | $/kWh
electric | energy |  | 0 | 0 | 9 | 9 | 12 | 13 | 2 | 2 | 0.047782 | 0.047782 | $/kWh
electric | energy |  | 0 | 0 | 9 | 9 | 12 | 13 | 3 | 3 | 0.043466 | 0.043466 | $/kWh
electric | energy |  | 0 | 0 | 9 | 9 | 12 | 13 | 4 | 4 | 0.044975 | 0.044975 | $/kWh
electric | energy |  | 0 | 0 | 9 | 9 | 12 | 13 | 5 | 5 | 0.037712 | 0.037712 | $/kWh
electric | energy |  | 0 | 0 | 9 | 9 | 12 | 13 | 6 | 6 | 0.034618 | 0.034618 | $/kWh
electric | energy |  | 0 | 0 | 9 | 9 | 13 | 14 | 0 | 0 | 0.046307 | 0.046307 | $/kWh
electric | energy |  | 0 | 0 | 9 | 9 | 13 | 14 | 1 | 1 | 0.046328 | 0.046328 | $/kWh
electric | energy |  | 0 | 0 | 9 | 9 | 13 | 14 | 2 | 2 | 0.048706 | 0.048706 | $/kWh
electric | energy |  | 0 | 0 | 9 | 9 | 13 | 14 | 3 | 3 | 0.04356 | 0.04356 | $/kWh
electric | energy |  | 0 | 0 | 9 | 9 | 13 | 14 | 4 | 4 | 0.045282 | 0.045282 | $/kWh
electric | energy |  | 0 | 0 | 9 | 9 | 13 | 14 | 5 | 5 | 0.03932 | 0.03932 | $/kWh
electric | energy |  | 0 | 0 | 9 | 9 | 13 | 14 | 6 | 6 | 0.035403 | 0.035403 | $/kWh
electric | energy |  | 0 | 0 | 9 | 9 | 14 | 15 | 0 | 0 | 0.0465 | 0.0465 | $/kWh
electric | energy |  | 0 | 0 | 9 | 9 | 14 | 15 | 1 | 1 | 0.046788 | 0.046788 | $/kWh
electric | energy |  | 0 | 0 | 9 | 9 | 14 | 15 | 2 | 2 | 0.049854 | 0.049854 | $/kWh
electric | energy |  | 0 | 0 | 9 | 9 | 14 | 15 | 3 | 3 | 0.044158 | 0.044158 | $/kWh
electric | energy |  | 0 | 0 | 9 | 9 | 14 | 15 | 4 | 4 | 0.04576 | 0.04576 | $/kWh
electric | energy |  | 0 | 0 | 9 | 9 | 14 | 15 | 5 | 5 | 0.039732 | 0.039732 | $/kWh
electric | energy |  | 0 | 0 | 9 | 9 | 14 | 15 | 6 | 6 | 0.035662 | 0.035662 | $/kWh
electric | energy |  | 0 | 0 | 9 | 9 | 15 | 16 | 0 | 0 | 0.048017 | 0.048017 | $/kWh
electric | energy |  | 0 | 0 | 9 | 9 | 15 | 16 | 1 | 1 | 0.047898 | 0.047898 | $/kWh
electric | energy |  | 0 | 0 | 9 | 9 | 15 | 16 | 2 | 2 | 0.051428 | 0.051428 | $/kWh
electric | energy |  | 0 | 0 | 9 | 9 | 15 | 16 | 3 | 3 | 0.045952 | 0.045952 | $/kWh
electric | energy |  | 0 | 0 | 9 | 9 | 15 | 16 | 4 | 4 | 0.045613 | 0.045613 | $/kWh
electric | energy |  | 0 | 0 | 9 | 9 | 15 | 16 | 5 | 5 | 0.04144 | 0.04144 | $/kWh
electric | energy |  | 0 | 0 | 9 | 9 | 15 | 16 | 6 | 6 | 0.038872 | 0.038872 | $/kWh
electric | energy |  | 0 | 0 | 9 | 9 | 16 | 17 | 0 | 0 | 0.053567 | 0.053567 | $/kWh
electric | energy |  | 0 | 0 | 9 | 9 | 16 | 17 | 1 | 1 | 0.053788 | 0.053788 | $/kWh
electric | energy |  | 0 | 0 | 9 | 9 | 16 | 17 | 2 | 2 | 0.055858 | 0.055858 | $/kWh
electric | energy |  | 0 | 0 | 9 | 9 | 16 | 17 | 3 | 3 | 0.048262 | 0.048262 | $/kWh
electric | energy |  | 0 | 0 | 9 | 9 | 16 | 17 | 4 | 4 | 0.049545 | 0.049545 | $/kWh
electric | energy |  | 0 | 0 | 9 | 9 | 16 | 17 | 5 | 5 | 0.04371 | 0.04371 | $/kWh
electric | energy |  | 0 | 0 | 9 | 9 | 16 | 17 | 6 | 6 | 0.044145 | 0.044145 | $/kWh
electric | energy |  | 0 | 0 | 9 | 9 | 17 | 18 | 0 | 0 | 0.05635 | 0.05635 | $/kWh
electric | energy |  | 0 | 0 | 9 | 9 | 17 | 18 | 1 | 1 | 0.056563 | 0.056563 | $/kWh
electric | energy |  | 0 | 0 | 9 | 9 | 17 | 18 | 2 | 2 | 0.058034 | 0.058034 | $/kWh
electric | energy |  | 0 | 0 | 9 | 9 | 17 | 18 | 3 | 3 | 0.052326 | 0.052326 | $/kWh
electric | energy |  | 0 | 0 | 9 | 9 | 17 | 18 | 4 | 4 | 0.05226 | 0.05226 | $/kWh
electric | energy |  | 0 | 0 | 9 | 9 | 17 | 18 | 5 | 5 | 0.04655 | 0.04655 | $/kWh
electric | energy |  | 0 | 0 | 9 | 9 | 17 | 18 | 6 | 6 | 0.0489 | 0.0489 | $/kWh
electric | energy |  | 0 | 0 | 9 | 9 | 18 | 19 | 0 | 0 | 0.052995 | 0.052995 | $/kWh
electric | energy |  | 0 | 0 | 9 | 9 | 18 | 19 | 1 | 1 | 0.054975 | 0.054975 | $/kWh
electric | energy |  | 0 | 0 | 9 | 9 | 18 | 19 | 2 | 2 | 0.054202 | 0.054202 | $/kWh
electric | energy |  | 0 | 0 | 9 | 9 | 18 | 19 | 3 | 3 | 0.049444 | 0.049444 | $/kWh
electric | energy |  | 0 | 0 | 9 | 9 | 18 | 19 | 4 | 4 | 0.050972 | 0.050972 | $/kWh
electric | energy |  | 0 | 0 | 9 | 9 | 18 | 19 | 5 | 5 | 0.045565 | 0.045565 | $/kWh
electric | energy |  | 0 | 0 | 9 | 9 | 18 | 19 | 6 | 6 | 0.049203 | 0.049203 | $/kWh
electric | energy |  | 0 | 0 | 9 | 9 | 19 | 20 | 0 | 0 | 0.05344 | 0.05344 | $/kWh
electric | energy |  | 0 | 0 | 9 | 9 | 19 | 20 | 1 | 1 | 0.05342 | 0.05342 | $/kWh
electric | energy |  | 0 | 0 | 9 | 9 | 19 | 20 | 2 | 2 | 0.053536 | 0.053536 | $/kWh
electric | energy |  | 0 | 0 | 9 | 9 | 19 | 20 | 3 | 3 | 0.049034 | 0.049034 | $/kWh
electric | energy |  | 0 | 0 | 9 | 9 | 19 | 20 | 4 | 4 | 0.049695 | 0.049695 | $/kWh
electric | energy |  | 0 | 0 | 9 | 9 | 19 | 20 | 5 | 5 | 0.044905 | 0.044905 | $/kWh
electric | energy |  | 0 | 0 | 9 | 9 | 19 | 20 | 6 | 6 | 0.048555 | 0.048555 | $/kWh
electric | energy |  | 0 | 0 | 9 | 9 | 20 | 21 | 0 | 0 | 0.047905 | 0.047905 | $/kWh
electric | energy |  | 0 | 0 | 9 | 9 | 20 | 21 | 1 | 1 | 0.048352 | 0.048352 | $/kWh
electric | energy |  | 0 | 0 | 9 | 9 | 20 | 21 | 2 | 2 | 0.050254 | 0.050254 | $/kWh
electric | energy |  | 0 | 0 | 9 | 9 | 20 | 21 | 3 | 3 | 0.044772 | 0.044772 | $/kWh
electric | energy |  | 0 | 0 | 9 | 9 | 20 | 21 | 4 | 4 | 0.04593 | 0.04593 | $/kWh
electric | energy |  | 0 | 0 | 9 | 9 | 20 | 21 | 5 | 5 | 0.042008 | 0.042008 | $/kWh
electric | energy |  | 0 | 0 | 9 | 9 | 20 | 21 | 6 | 6 | 0.045012 | 0.045012 | $/kWh
electric | energy |  | 0 | 0 | 9 | 9 | 21 | 22 | 0 | 0 | 0.042678 | 0.042678 | $/kWh
electric | energy |  | 0 | 0 | 9 | 9 | 21 | 22 | 1 | 1 | 0.043875 | 0.043875 | $/kWh
electric | energy |  | 0 | 0 | 9 | 9 | 21 | 22 | 2 | 2 | 0.04445 | 0.04445 | $/kWh
electric | energy |  | 0 | 0 | 9 | 9 | 21 | 22 | 3 | 3 | 0.038992 | 0.038992 | $/kWh
electric | energy |  | 0 | 0 | 9 | 9 | 21 | 22 | 4 | 4 | 0.04189 | 0.04189 | $/kWh
electric | energy |  | 0 | 0 | 9 | 9 | 21 | 22 | 5 | 5 | 0.03848 | 0.03848 | $/kWh
electric | energy |  | 0 | 0 | 9 | 9 | 21 | 22 | 6 | 6 | 0.041017 | 0.041017 | $/kWh
electric | energy |  | 0 | 0 | 9 | 9 | 22 | 23 | 0 | 0 | 0.040142 | 0.040142 | $/kWh
electric | energy |  | 0 | 0 | 9 | 9 | 22 | 23 | 1 | 1 | 0.039895 | 0.039895 | $/kWh
electric | energy |  | 0 | 0 | 9 | 9 | 22 | 23 | 2 | 2 | 0.041548 | 0.041548 | $/kWh
electric | energy |  | 0 | 0 | 9 | 9 | 22 | 23 | 3 | 3 | 0.0357 | 0.0357 | $/kWh
electric | energy |  | 0 | 0 | 9 | 9 | 22 | 23 | 4 | 4 | 0.038135 | 0.038135 | $/kWh
electric | energy |  | 0 | 0 | 9 | 9 | 22 | 23 | 5 | 5 | 0.037253 | 0.037253 | $/kWh
electric | energy |  | 0 | 0 | 9 | 9 | 22 | 23 | 6 | 6 | 0.038093 | 0.038093 | $/kWh
electric | energy |  | 0 | 0 | 9 | 9 | 23 | 24 | 0 | 0 | 0.03801 | 0.03801 | $/kWh
electric | energy |  | 0 | 0 | 9 | 9 | 23 | 24 | 1 | 1 | 0.03643 | 0.03643 | $/kWh
electric | energy |  | 0 | 0 | 9 | 9 | 23 | 24 | 2 | 2 | 0.038636 | 0.038636 | $/kWh
electric | energy |  | 0 | 0 | 9 | 9 | 23 | 24 | 3 | 3 | 0.033284 | 0.033284 | $/kWh
electric | energy |  | 0 | 0 | 9 | 9 | 23 | 24 | 4 | 4 | 0.036867 | 0.036867 | $/kWh
electric | energy |  | 0 | 0 | 9 | 9 | 23 | 24 | 5 | 5 | 0.033572 | 0.033572 | $/kWh
electric | energy |  | 0 | 0 | 9 | 9 | 23 | 24 | 6 | 6 | 0.03361 | 0.03361 | $/kWh
electric | energy |  | 0 | 0 | 10 | 10 | 0 | 1 | 0 | 0 | 0.038523 | 0.038523 | $/kWh
electric | energy |  | 0 | 0 | 10 | 10 | 0 | 1 | 1 | 1 | 0.041767 | 0.041767 | $/kWh
electric | energy |  | 0 | 0 | 10 | 10 | 0 | 1 | 2 | 2 | 0.03774 | 0.03774 | $/kWh
electric | energy |  | 0 | 0 | 10 | 10 | 0 | 1 | 3 | 3 | 0.042965 | 0.042965 | $/kWh
electric | energy |  | 0 | 0 | 10 | 10 | 0 | 1 | 4 | 4 | 0.041084 | 0.041084 | $/kWh
electric | energy |  | 0 | 0 | 10 | 10 | 0 | 1 | 5 | 5 | 0.039036 | 0.039036 | $/kWh
electric | energy |  | 0 | 0 | 10 | 10 | 0 | 1 | 6 | 6 | 0.034098 | 0.034098 | $/kWh
electric | energy |  | 0 | 0 | 10 | 10 | 1 | 2 | 0 | 0 | 0.036345 | 0.036345 | $/kWh
electric | energy |  | 0 | 0 | 10 | 10 | 1 | 2 | 1 | 1 | 0.039395 | 0.039395 | $/kWh
electric | energy |  | 0 | 0 | 10 | 10 | 1 | 2 | 2 | 2 | 0.037085 | 0.037085 | $/kWh
electric | energy |  | 0 | 0 | 10 | 10 | 1 | 2 | 3 | 3 | 0.040935 | 0.040935 | $/kWh
electric | energy |  | 0 | 0 | 10 | 10 | 1 | 2 | 4 | 4 | 0.036394 | 0.036394 | $/kWh
electric | energy |  | 0 | 0 | 10 | 10 | 1 | 2 | 5 | 5 | 0.036378 | 0.036378 | $/kWh
electric | energy |  | 0 | 0 | 10 | 10 | 1 | 2 | 6 | 6 | 0.031668 | 0.031668 | $/kWh
electric | energy |  | 0 | 0 | 10 | 10 | 2 | 3 | 0 | 0 | 0.034888 | 0.034888 | $/kWh
electric | energy |  | 0 | 0 | 10 | 10 | 2 | 3 | 1 | 1 | 0.0382 | 0.0382 | $/kWh
electric | energy |  | 0 | 0 | 10 | 10 | 2 | 3 | 2 | 2 | 0.035232 | 0.035232 | $/kWh
electric | energy |  | 0 | 0 | 10 | 10 | 2 | 3 | 3 | 3 | 0.038933 | 0.038933 | $/kWh
electric | energy |  | 0 | 0 | 10 | 10 | 2 | 3 | 4 | 4 | 0.03487 | 0.03487 | $/kWh
electric | energy |  | 0 | 0 | 10 | 10 | 2 | 3 | 5 | 5 | 0.033464 | 0.033464 | $/kWh
electric | energy |  | 0 | 0 | 10 | 10 | 2 | 3 | 6 | 6 | 0.029376 | 0.029376 | $/kWh
electric | energy |  | 0 | 0 | 10 | 10 | 3 | 4 | 0 | 0 | 0.034292 | 0.034292 | $/kWh
electric | energy |  | 0 | 0 | 10 | 10 | 3 | 4 | 1 | 1 | 0.037295 | 0.037295 | $/kWh
electric | energy |  | 0 | 0 | 10 | 10 | 3 | 4 | 2 | 2 | 0.034575 | 0.034575 | $/kWh
electric | energy |  | 0 | 0 | 10 | 10 | 3 | 4 | 3 | 3 | 0.03814 | 0.03814 | $/kWh
electric | energy |  | 0 | 0 | 10 | 10 | 3 | 4 | 4 | 4 | 0.034148 | 0.034148 | $/kWh
electric | energy |  | 0 | 0 | 10 | 10 | 3 | 4 | 5 | 5 | 0.03244 | 0.03244 | $/kWh
electric | energy |  | 0 | 0 | 10 | 10 | 3 | 4 | 6 | 6 | 0.02822 | 0.02822 | $/kWh
electric | energy |  | 0 | 0 | 10 | 10 | 4 | 5 | 0 | 0 | 0.035577 | 0.035577 | $/kWh
electric | energy |  | 0 | 0 | 10 | 10 | 4 | 5 | 1 | 1 | 0.038322 | 0.038322 | $/kWh
electric | energy |  | 0 | 0 | 10 | 10 | 4 | 5 | 2 | 2 | 0.036477 | 0.036477 | $/kWh
electric | energy |  | 0 | 0 | 10 | 10 | 4 | 5 | 3 | 3 | 0.03972 | 0.03972 | $/kWh
electric | energy |  | 0 | 0 | 10 | 10 | 4 | 5 | 4 | 4 | 0.03532 | 0.03532 | $/kWh
electric | energy |  | 0 | 0 | 10 | 10 | 4 | 5 | 5 | 5 | 0.032654 | 0.032654 | $/kWh
electric | energy |  | 0 | 0 | 10 | 10 | 4 | 5 | 6 | 6 | 0.029178 | 0.029178 | $/kWh
electric | energy |  | 0 | 0 | 10 | 10 | 5 | 6 | 0 | 0 | 0.041548 | 0.041548 | $/kWh
electric | energy |  | 0 | 0 | 10 | 10 | 5 | 6 | 1 | 1 | 0.043755 | 0.043755 | $/kWh
electric | energy |  | 0 | 0 | 10 | 10 | 5 | 6 | 2 | 2 | 0.04126 | 0.04126 | $/kWh
electric | energy |  | 0 | 0 | 10 | 10 | 5 | 6 | 3 | 3 | 0.043867 | 0.043867 | $/kWh
electric | energy |  | 0 | 0 | 10 | 10 | 5 | 6 | 4 | 4 | 0.040132 | 0.040132 | $/kWh
electric | energy |  | 0 | 0 | 10 | 10 | 5 | 6 | 5 | 5 | 0.034918 | 0.034918 | $/kWh
electric | energy |  | 0 | 0 | 10 | 10 | 5 | 6 | 6 | 6 | 0.030182 | 0.030182 | $/kWh
electric | energy |  | 0 | 0 | 10 | 10 | 6 | 7 | 0 | 0 | 0.0519 | 0.0519 | $/kWh
electric | energy |  | 0 | 0 | 10 | 10 | 6 | 7 | 1 | 1 | 0.05423 | 0.05423 | $/kWh
electric | energy |  | 0 | 0 | 10 | 10 | 6 | 7 | 2 | 2 | 0.053005 | 0.053005 | $/kWh
electric | energy |  | 0 | 0 | 10 | 10 | 6 | 7 | 3 | 3 | 0.052242 | 0.052242 | $/kWh
electric | energy |  | 0 | 0 | 10 | 10 | 6 | 7 | 4 | 4 | 0.049524 | 0.049524 | $/kWh
electric | energy |  | 0 | 0 | 10 | 10 | 6 | 7 | 5 | 5 | 0.039174 | 0.039174 | $/kWh
electric | energy |  | 0 | 0 | 10 | 10 | 6 | 7 | 6 | 6 | 0.03234 | 0.03234 | $/kWh
electric | energy |  | 0 | 0 | 10 | 10 | 7 | 8 | 0 | 0 | 0.054542 | 0.054542 | $/kWh
electric | energy |  | 0 | 0 | 10 | 10 | 7 | 8 | 1 | 1 | 0.058057 | 0.058057 | $/kWh
electric | energy |  | 0 | 0 | 10 | 10 | 7 | 8 | 2 | 2 | 0.057478 | 0.057478 | $/kWh
electric | energy |  | 0 | 0 | 10 | 10 | 7 | 8 | 3 | 3 | 0.056798 | 0.056798 | $/kWh
electric | energy |  | 0 | 0 | 10 | 10 | 7 | 8 | 4 | 4 | 0.055762 | 0.055762 | $/kWh
electric | energy |  | 0 | 0 | 10 | 10 | 7 | 8 | 5 | 5 | 0.039706 | 0.039706 | $/kWh
electric | energy |  | 0 | 0 | 10 | 10 | 7 | 8 | 6 | 6 | 0.032314 | 0.032314 | $/kWh
electric | energy |  | 0 | 0 | 10 | 10 | 8 | 9 | 0 | 0 | 0.058028 | 0.058028 | $/kWh
electric | energy |  | 0 | 0 | 10 | 10 | 8 | 9 | 1 | 1 | 0.059358 | 0.059358 | $/kWh
electric | energy |  | 0 | 0 | 10 | 10 | 8 | 9 | 2 | 2 | 0.05966 | 0.05966 | $/kWh
electric | energy |  | 0 | 0 | 10 | 10 | 8 | 9 | 3 | 3 | 0.058525 | 0.058525 | $/kWh
electric | energy |  | 0 | 0 | 10 | 10 | 8 | 9 | 4 | 4 | 0.057596 | 0.057596 | $/kWh
electric | energy |  | 0 | 0 | 10 | 10 | 8 | 9 | 5 | 5 | 0.044284 | 0.044284 | $/kWh
electric | energy |  | 0 | 0 | 10 | 10 | 8 | 9 | 6 | 6 | 0.03725 | 0.03725 | $/kWh
electric | energy |  | 0 | 0 | 10 | 10 | 9 | 10 | 0 | 0 | 0.059375 | 0.059375 | $/kWh
electric | energy |  | 0 | 0 | 10 | 10 | 9 | 10 | 1 | 1 | 0.059127 | 0.059127 | $/kWh
electric | energy |  | 0 | 0 | 10 | 10 | 9 | 10 | 2 | 2 | 0.059557 | 0.059557 | $/kWh
electric | energy |  | 0 | 0 | 10 | 10 | 9 | 10 | 3 | 3 | 0.057517 | 0.057517 | $/kWh
electric | energy |  | 0 | 0 | 10 | 10 | 9 | 10 | 4 | 4 | 0.056498 | 0.056498 | $/kWh
electric | energy |  | 0 | 0 | 10 | 10 | 9 | 10 | 5 | 5 | 0.046578 | 0.046578 | $/kWh
electric | energy |  | 0 | 0 | 10 | 10 | 9 | 10 | 6 | 6 | 0.041334 | 0.041334 | $/kWh
electric | energy |  | 0 | 0 | 10 | 10 | 10 | 11 | 0 | 0 | 0.060115 | 0.060115 | $/kWh
electric | energy |  | 0 | 0 | 10 | 10 | 10 | 11 | 1 | 1 | 0.060307 | 0.060307 | $/kWh
electric | energy |  | 0 | 0 | 10 | 10 | 10 | 11 | 2 | 2 | 0.058842 | 0.058842 | $/kWh
electric | energy |  | 0 | 0 | 10 | 10 | 10 | 11 | 3 | 3 | 0.05771 | 0.05771 | $/kWh
electric | energy |  | 0 | 0 | 10 | 10 | 10 | 11 | 4 | 4 | 0.055848 | 0.055848 | $/kWh
electric | energy |  | 0 | 0 | 10 | 10 | 10 | 11 | 5 | 5 | 0.047032 | 0.047032 | $/kWh
electric | energy |  | 0 | 0 | 10 | 10 | 10 | 11 | 6 | 6 | 0.042456 | 0.042456 | $/kWh
electric | energy |  | 0 | 0 | 10 | 10 | 11 | 12 | 0 | 0 | 0.061165 | 0.061165 | $/kWh
electric | energy |  | 0 | 0 | 10 | 10 | 11 | 12 | 1 | 1 | 0.059975 | 0.059975 | $/kWh
electric | energy |  | 0 | 0 | 10 | 10 | 11 | 12 | 2 | 2 | 0.058728 | 0.058728 | $/kWh
electric | energy |  | 0 | 0 | 10 | 10 | 11 | 12 | 3 | 3 | 0.058017 | 0.058017 | $/kWh
electric | energy |  | 0 | 0 | 10 | 10 | 11 | 12 | 4 | 4 | 0.056618 | 0.056618 | $/kWh
electric | energy |  | 0 | 0 | 10 | 10 | 11 | 12 | 5 | 5 | 0.046222 | 0.046222 | $/kWh
electric | energy |  | 0 | 0 | 10 | 10 | 11 | 12 | 6 | 6 | 0.042236 | 0.042236 | $/kWh
electric | energy |  | 0 | 0 | 10 | 10 | 12 | 13 | 0 | 0 | 0.06038 | 0.06038 | $/kWh
electric | energy |  | 0 | 0 | 10 | 10 | 12 | 13 | 1 | 1 | 0.05963 | 0.05963 | $/kWh
electric | energy |  | 0 | 0 | 10 | 10 | 12 | 13 | 2 | 2 | 0.0579 | 0.0579 | $/kWh
electric | energy |  | 0 | 0 | 10 | 10 | 12 | 13 | 3 | 3 | 0.056302 | 0.056302 | $/kWh
electric | energy |  | 0 | 0 | 10 | 10 | 12 | 13 | 4 | 4 | 0.056746 | 0.056746 | $/kWh
electric | energy |  | 0 | 0 | 10 | 10 | 12 | 13 | 5 | 5 | 0.044836 | 0.044836 | $/kWh
electric | energy |  | 0 | 0 | 10 | 10 | 12 | 13 | 6 | 6 | 0.040964 | 0.040964 | $/kWh
electric | energy |  | 0 | 0 | 10 | 10 | 13 | 14 | 0 | 0 | 0.059807 | 0.059807 | $/kWh
electric | energy |  | 0 | 0 | 10 | 10 | 13 | 14 | 1 | 1 | 0.056572 | 0.056572 | $/kWh
electric | energy |  | 0 | 0 | 10 | 10 | 13 | 14 | 2 | 2 | 0.057405 | 0.057405 | $/kWh
electric | energy |  | 0 | 0 | 10 | 10 | 13 | 14 | 3 | 3 | 0.056075 | 0.056075 | $/kWh
electric | energy |  | 0 | 0 | 10 | 10 | 13 | 14 | 4 | 4 | 0.056054 | 0.056054 | $/kWh
electric | energy |  | 0 | 0 | 10 | 10 | 13 | 14 | 5 | 5 | 0.044234 | 0.044234 | $/kWh
electric | energy |  | 0 | 0 | 10 | 10 | 13 | 14 | 6 | 6 | 0.040902 | 0.040902 | $/kWh
electric | energy |  | 0 | 0 | 10 | 10 | 14 | 15 | 0 | 0 | 0.05923 | 0.05923 | $/kWh
electric | energy |  | 0 | 0 | 10 | 10 | 14 | 15 | 1 | 1 | 0.056572 | 0.056572 | $/kWh
electric | energy |  | 0 | 0 | 10 | 10 | 14 | 15 | 2 | 2 | 0.05812 | 0.05812 | $/kWh
electric | energy |  | 0 | 0 | 10 | 10 | 14 | 15 | 3 | 3 | 0.05617 | 0.05617 | $/kWh
electric | energy |  | 0 | 0 | 10 | 10 | 14 | 15 | 4 | 4 | 0.05559 | 0.05559 | $/kWh
electric | energy |  | 0 | 0 | 10 | 10 | 14 | 15 | 5 | 5 | 0.042614 | 0.042614 | $/kWh
electric | energy |  | 0 | 0 | 10 | 10 | 14 | 15 | 6 | 6 | 0.039004 | 0.039004 | $/kWh
electric | energy |  | 0 | 0 | 10 | 10 | 15 | 16 | 0 | 0 | 0.05806 | 0.05806 | $/kWh
electric | energy |  | 0 | 0 | 10 | 10 | 15 | 16 | 1 | 1 | 0.057447 | 0.057447 | $/kWh
electric | energy |  | 0 | 0 | 10 | 10 | 15 | 16 | 2 | 2 | 0.058847 | 0.058847 | $/kWh
electric | energy |  | 0 | 0 | 10 | 10 | 15 | 16 | 3 | 3 | 0.057287 | 0.057287 | $/kWh
electric | energy |  | 0 | 0 | 10 | 10 | 15 | 16 | 4 | 4 | 0.056008 | 0.056008 | $/kWh
electric | energy |  | 0 | 0 | 10 | 10 | 15 | 16 | 5 | 5 | 0.043572 | 0.043572 | $/kWh
electric | energy |  | 0 | 0 | 10 | 10 | 15 | 16 | 6 | 6 | 0.039292 | 0.039292 | $/kWh
electric | energy |  | 0 | 0 | 10 | 10 | 16 | 17 | 0 | 0 | 0.063205 | 0.063205 | $/kWh
electric | energy |  | 0 | 0 | 10 | 10 | 16 | 17 | 1 | 1 | 0.060787 | 0.060787 | $/kWh
electric | energy |  | 0 | 0 | 10 | 10 | 16 | 17 | 2 | 2 | 0.062065 | 0.062065 | $/kWh
electric | energy |  | 0 | 0 | 10 | 10 | 16 | 17 | 3 | 3 | 0.060747 | 0.060747 | $/kWh
electric | energy |  | 0 | 0 | 10 | 10 | 16 | 17 | 4 | 4 | 0.058092 | 0.058092 | $/kWh
electric | energy |  | 0 | 0 | 10 | 10 | 16 | 17 | 5 | 5 | 0.045432 | 0.045432 | $/kWh
electric | energy |  | 0 | 0 | 10 | 10 | 16 | 17 | 6 | 6 | 0.043178 | 0.043178 | $/kWh
electric | energy |  | 0 | 0 | 10 | 10 | 17 | 18 | 0 | 0 | 0.069617 | 0.069617 | $/kWh
electric | energy |  | 0 | 0 | 10 | 10 | 17 | 18 | 1 | 1 | 0.068015 | 0.068015 | $/kWh
electric | energy |  | 0 | 0 | 10 | 10 | 17 | 18 | 2 | 2 | 0.067442 | 0.067442 | $/kWh
electric | energy |  | 0 | 0 | 10 | 10 | 17 | 18 | 3 | 3 | 0.064997 | 0.064997 | $/kWh
electric | energy |  | 0 | 0 | 10 | 10 | 17 | 18 | 4 | 4 | 0.06149 | 0.06149 | $/kWh
electric | energy |  | 0 | 0 | 10 | 10 | 17 | 18 | 5 | 5 | 0.05063 | 0.05063 | $/kWh
electric | energy |  | 0 | 0 | 10 | 10 | 17 | 18 | 6 | 6 | 0.0502 | 0.0502 | $/kWh
electric | energy |  | 0 | 0 | 10 | 10 | 18 | 19 | 0 | 0 | 0.072642 | 0.072642 | $/kWh
electric | energy |  | 0 | 0 | 10 | 10 | 18 | 19 | 1 | 1 | 0.06983 | 0.06983 | $/kWh
electric | energy |  | 0 | 0 | 10 | 10 | 18 | 19 | 2 | 2 | 0.071275 | 0.071275 | $/kWh
electric | energy |  | 0 | 0 | 10 | 10 | 18 | 19 | 3 | 3 | 0.067888 | 0.067888 | $/kWh
electric | energy |  | 0 | 0 | 10 | 10 | 18 | 19 | 4 | 4 | 0.064016 | 0.064016 | $/kWh
electric | energy |  | 0 | 0 | 10 | 10 | 18 | 19 | 5 | 5 | 0.052686 | 0.052686 | $/kWh
electric | energy |  | 0 | 0 | 10 | 10 | 18 | 19 | 6 | 6 | 0.055104 | 0.055104 | $/kWh
electric | energy |  | 0 | 0 | 10 | 10 | 19 | 20 | 0 | 0 | 0.07272 | 0.07272 | $/kWh
electric | energy |  | 0 | 0 | 10 | 10 | 19 | 20 | 1 | 1 | 0.06991 | 0.06991 | $/kWh
electric | energy |  | 0 | 0 | 10 | 10 | 19 | 20 | 2 | 2 | 0.069862 | 0.069862 | $/kWh
electric | energy |  | 0 | 0 | 10 | 10 | 19 | 20 | 3 | 3 | 0.064195 | 0.064195 | $/kWh
electric | energy |  | 0 | 0 | 10 | 10 | 19 | 20 | 4 | 4 | 0.062924 | 0.062924 | $/kWh
electric | energy |  | 0 | 0 | 10 | 10 | 19 | 20 | 5 | 5 | 0.051632 | 0.051632 | $/kWh
electric | energy |  | 0 | 0 | 10 | 10 | 19 | 20 | 6 | 6 | 0.052918 | 0.052918 | $/kWh
electric | energy |  | 0 | 0 | 10 | 10 | 20 | 21 | 0 | 0 | 0.062447 | 0.062447 | $/kWh
electric | energy |  | 0 | 0 | 10 | 10 | 20 | 21 | 1 | 1 | 0.06171 | 0.06171 | $/kWh
electric | energy |  | 0 | 0 | 10 | 10 | 20 | 21 | 2 | 2 | 0.06122 | 0.06122 | $/kWh
electric | energy |  | 0 | 0 | 10 | 10 | 20 | 21 | 3 | 3 | 0.057265 | 0.057265 | $/kWh
electric | energy |  | 0 | 0 | 10 | 10 | 20 | 21 | 4 | 4 | 0.05726 | 0.05726 | $/kWh
electric | energy |  | 0 | 0 | 10 | 10 | 20 | 21 | 5 | 5 | 0.046786 | 0.046786 | $/kWh
electric | energy |  | 0 | 0 | 10 | 10 | 20 | 21 | 6 | 6 | 0.048736 | 0.048736 | $/kWh
electric | energy |  | 0 | 0 | 10 | 10 | 21 | 22 | 0 | 0 | 0.054715 | 0.054715 | $/kWh
electric | energy |  | 0 | 0 | 10 | 10 | 21 | 22 | 1 | 1 | 0.054367 | 0.054367 | $/kWh
electric | energy |  | 0 | 0 | 10 | 10 | 21 | 22 | 2 | 2 | 0.055133 | 0.055133 | $/kWh
electric | energy |  | 0 | 0 | 10 | 10 | 21 | 22 | 3 | 3 | 0.051573 | 0.051573 | $/kWh
electric | energy |  | 0 | 0 | 10 | 10 | 21 | 22 | 4 | 4 | 0.049924 | 0.049924 | $/kWh
electric | energy |  | 0 | 0 | 10 | 10 | 21 | 22 | 5 | 5 | 0.042948 | 0.042948 | $/kWh
electric | energy |  | 0 | 0 | 10 | 10 | 21 | 22 | 6 | 6 | 0.04291 | 0.04291 | $/kWh
electric | energy |  | 0 | 0 | 10 | 10 | 22 | 23 | 0 | 0 | 0.050582 | 0.050582 | $/kWh
electric | energy |  | 0 | 0 | 10 | 10 | 22 | 23 | 1 | 1 | 0.05012 | 0.05012 | $/kWh
electric | energy |  | 0 | 0 | 10 | 10 | 22 | 23 | 2 | 2 | 0.050357 | 0.050357 | $/kWh
electric | energy |  | 0 | 0 | 10 | 10 | 22 | 23 | 3 | 3 | 0.04931 | 0.04931 | $/kWh
electric | energy |  | 0 | 0 | 10 | 10 | 22 | 23 | 4 | 4 | 0.046224 | 0.046224 | $/kWh
electric | energy |  | 0 | 0 | 10 | 10 | 22 | 23 | 5 | 5 | 0.041248 | 0.041248 | $/kWh
electric | energy |  | 0 | 0 | 10 | 10 | 22 | 23 | 6 | 6 | 0.040244 | 0.040244 | $/kWh
electric | energy |  | 0 | 0 | 10 | 10 | 23 | 24 | 0 | 0 | 0.046722 | 0.046722 | $/kWh
electric | energy |  | 0 | 0 | 10 | 10 | 23 | 24 | 1 | 1 | 0.04558 | 0.04558 | $/kWh
electric | energy |  | 0 | 0 | 10 | 10 | 23 | 24 | 2 | 2 | 0.046885 | 0.046885 | $/kWh
electric | energy |  | 0 | 0 | 10 | 10 | 23 | 24 | 3 | 3 | 0.046195 | 0.046195 | $/kWh
electric | energy |  | 0 | 0 | 10 | 10 | 23 | 24 | 4 | 4 | 0.043146 | 0.043146 | $/kWh
electric | energy |  | 0 | 0 | 10 | 10 | 23 | 24 | 5 | 5 | 0.037534 | 0.037534 | $/kWh
electric | energy |  | 0 | 0 | 10 | 10 | 23 | 24 | 6 | 6 | 0.034092 | 0.034092 | $/kWh
electric | energy |  | 0 | 0 | 11 | 11 | 0 | 1 | 0 | 0 | 0.035158 | 0.035158 | $/kWh
electric | energy |  | 0 | 0 | 11 | 11 | 0 | 1 | 1 | 1 | 0.0411 | 0.0411 | $/kWh
electric | energy |  | 0 | 0 | 11 | 11 | 0 | 1 | 2 | 2 | 0.041305 | 0.041305 | $/kWh
electric | energy |  | 0 | 0 | 11 | 11 | 0 | 1 | 3 | 3 | 0.035502 | 0.035502 | $/kWh
electric | energy |  | 0 | 0 | 11 | 11 | 0 | 1 | 4 | 4 | 0.03253 | 0.03253 | $/kWh
electric | energy |  | 0 | 0 | 11 | 11 | 0 | 1 | 5 | 5 | 0.042525 | 0.042525 | $/kWh
electric | energy |  | 0 | 0 | 11 | 11 | 0 | 1 | 6 | 6 | 0.03717 | 0.03717 | $/kWh
electric | energy |  | 0 | 0 | 11 | 11 | 1 | 2 | 0 | 0 | 0.0311 | 0.0311 | $/kWh
electric | energy |  | 0 | 0 | 11 | 11 | 1 | 2 | 1 | 1 | 0.037974 | 0.037974 | $/kWh
electric | energy |  | 0 | 0 | 11 | 11 | 1 | 2 | 2 | 2 | 0.041138 | 0.041138 | $/kWh
electric | energy |  | 0 | 0 | 11 | 11 | 1 | 2 | 3 | 3 | 0.033813 | 0.033813 | $/kWh
electric | energy |  | 0 | 0 | 11 | 11 | 1 | 2 | 4 | 4 | 0.029947 | 0.029947 | $/kWh
electric | energy |  | 0 | 0 | 11 | 11 | 1 | 2 | 5 | 5 | 0.038565 | 0.038565 | $/kWh
electric | energy |  | 0 | 0 | 11 | 11 | 1 | 2 | 6 | 6 | 0.035292 | 0.035292 | $/kWh
electric | energy |  | 0 | 0 | 11 | 11 | 2 | 3 | 0 | 0 | 0.030452 | 0.030452 | $/kWh
electric | energy |  | 0 | 0 | 11 | 11 | 2 | 3 | 1 | 1 | 0.036692 | 0.036692 | $/kWh
electric | energy |  | 0 | 0 | 11 | 11 | 2 | 3 | 2 | 2 | 0.03893 | 0.03893 | $/kWh
electric | energy |  | 0 | 0 | 11 | 11 | 2 | 3 | 3 | 3 | 0.033315 | 0.033315 | $/kWh
electric | energy |  | 0 | 0 | 11 | 11 | 2 | 3 | 4 | 4 | 0.028458 | 0.028458 | $/kWh
electric | energy |  | 0 | 0 | 11 | 11 | 2 | 3 | 5 | 5 | 0.035682 | 0.035682 | $/kWh
electric | energy |  | 0 | 0 | 11 | 11 | 2 | 3 | 6 | 6 | 0.034215 | 0.034215 | $/kWh
electric | energy |  | 0 | 0 | 11 | 11 | 3 | 4 | 0 | 0 | 0.03058 | 0.03058 | $/kWh
electric | energy |  | 0 | 0 | 11 | 11 | 3 | 4 | 1 | 1 | 0.037078 | 0.037078 | $/kWh
electric | energy |  | 0 | 0 | 11 | 11 | 3 | 4 | 2 | 2 | 0.03986 | 0.03986 | $/kWh
electric | energy |  | 0 | 0 | 11 | 11 | 3 | 4 | 3 | 3 | 0.032345 | 0.032345 | $/kWh
electric | energy |  | 0 | 0 | 11 | 11 | 3 | 4 | 4 | 4 | 0.028563 | 0.028563 | $/kWh
electric | energy |  | 0 | 0 | 11 | 11 | 3 | 4 | 5 | 5 | 0.0352 | 0.0352 | $/kWh
electric | energy |  | 0 | 0 | 11 | 11 | 3 | 4 | 6 | 6 | 0.034795 | 0.034795 | $/kWh
electric | energy |  | 0 | 0 | 11 | 11 | 4 | 5 | 0 | 0 | 0.03294 | 0.03294 | $/kWh
electric | energy |  | 0 | 0 | 11 | 11 | 4 | 5 | 1 | 1 | 0.038952 | 0.038952 | $/kWh
electric | energy |  | 0 | 0 | 11 | 11 | 4 | 5 | 2 | 2 | 0.040697 | 0.040697 | $/kWh
electric | energy |  | 0 | 0 | 11 | 11 | 4 | 5 | 3 | 3 | 0.03421 | 0.03421 | $/kWh
electric | energy |  | 0 | 0 | 11 | 11 | 4 | 5 | 4 | 4 | 0.030645 | 0.030645 | $/kWh
electric | energy |  | 0 | 0 | 11 | 11 | 4 | 5 | 5 | 5 | 0.03661 | 0.03661 | $/kWh
electric | energy |  | 0 | 0 | 11 | 11 | 4 | 5 | 6 | 6 | 0.035443 | 0.035443 | $/kWh
electric | energy |  | 0 | 0 | 11 | 11 | 5 | 6 | 0 | 0 | 0.036752 | 0.036752 | $/kWh
electric | energy |  | 0 | 0 | 11 | 11 | 5 | 6 | 1 | 1 | 0.041936 | 0.041936 | $/kWh
electric | energy |  | 0 | 0 | 11 | 11 | 5 | 6 | 2 | 2 | 0.044175 | 0.044175 | $/kWh
electric | energy |  | 0 | 0 | 11 | 11 | 5 | 6 | 3 | 3 | 0.038858 | 0.038858 | $/kWh
electric | energy |  | 0 | 0 | 11 | 11 | 5 | 6 | 4 | 4 | 0.033295 | 0.033295 | $/kWh
electric | energy |  | 0 | 0 | 11 | 11 | 5 | 6 | 5 | 5 | 0.039565 | 0.039565 | $/kWh
electric | energy |  | 0 | 0 | 11 | 11 | 5 | 6 | 6 | 6 | 0.03748 | 0.03748 | $/kWh
electric | energy |  | 0 | 0 | 11 | 11 | 6 | 7 | 0 | 0 | 0.04723 | 0.04723 | $/kWh
electric | energy |  | 0 | 0 | 11 | 11 | 6 | 7 | 1 | 1 | 0.054538 | 0.054538 | $/kWh
electric | energy |  | 0 | 0 | 11 | 11 | 6 | 7 | 2 | 2 | 0.053865 | 0.053865 | $/kWh
electric | energy |  | 0 | 0 | 11 | 11 | 6 | 7 | 3 | 3 | 0.045955 | 0.045955 | $/kWh
electric | energy |  | 0 | 0 | 11 | 11 | 6 | 7 | 4 | 4 | 0.044265 | 0.044265 | $/kWh
electric | energy |  | 0 | 0 | 11 | 11 | 6 | 7 | 5 | 5 | 0.043632 | 0.043632 | $/kWh
electric | energy |  | 0 | 0 | 11 | 11 | 6 | 7 | 6 | 6 | 0.04041 | 0.04041 | $/kWh
electric | energy |  | 0 | 0 | 11 | 11 | 7 | 8 | 0 | 0 | 0.054784 | 0.054784 | $/kWh
electric | energy |  | 0 | 0 | 11 | 11 | 7 | 8 | 1 | 1 | 0.063302 | 0.063302 | $/kWh
electric | energy |  | 0 | 0 | 11 | 11 | 7 | 8 | 2 | 2 | 0.064338 | 0.064338 | $/kWh
electric | energy |  | 0 | 0 | 11 | 11 | 7 | 8 | 3 | 3 | 0.05436 | 0.05436 | $/kWh
electric | energy |  | 0 | 0 | 11 | 11 | 7 | 8 | 4 | 4 | 0.04796 | 0.04796 | $/kWh
electric | energy |  | 0 | 0 | 11 | 11 | 7 | 8 | 5 | 5 | 0.046995 | 0.046995 | $/kWh
electric | energy |  | 0 | 0 | 11 | 11 | 7 | 8 | 6 | 6 | 0.043565 | 0.043565 | $/kWh
electric | energy |  | 0 | 0 | 11 | 11 | 8 | 9 | 0 | 0 | 0.05328 | 0.05328 | $/kWh
electric | energy |  | 0 | 0 | 11 | 11 | 8 | 9 | 1 | 1 | 0.063548 | 0.063548 | $/kWh
electric | energy |  | 0 | 0 | 11 | 11 | 8 | 9 | 2 | 2 | 0.062665 | 0.062665 | $/kWh
electric | energy |  | 0 | 0 | 11 | 11 | 8 | 9 | 3 | 3 | 0.055368 | 0.055368 | $/kWh
electric | energy |  | 0 | 0 | 11 | 11 | 8 | 9 | 4 | 4 | 0.05165 | 0.05165 | $/kWh
electric | energy |  | 0 | 0 | 11 | 11 | 8 | 9 | 5 | 5 | 0.04917 | 0.04917 | $/kWh
electric | energy |  | 0 | 0 | 11 | 11 | 8 | 9 | 6 | 6 | 0.046922 | 0.046922 | $/kWh
electric | energy |  | 0 | 0 | 11 | 11 | 9 | 10 | 0 | 0 | 0.051024 | 0.051024 | $/kWh
electric | energy |  | 0 | 0 | 11 | 11 | 9 | 10 | 1 | 1 | 0.058986 | 0.058986 | $/kWh
electric | energy |  | 0 | 0 | 11 | 11 | 9 | 10 | 2 | 2 | 0.056442 | 0.056442 | $/kWh
electric | energy |  | 0 | 0 | 11 | 11 | 9 | 10 | 3 | 3 | 0.053097 | 0.053097 | $/kWh
electric | energy |  | 0 | 0 | 11 | 11 | 9 | 10 | 4 | 4 | 0.048605 | 0.048605 | $/kWh
electric | energy |  | 0 | 0 | 11 | 11 | 9 | 10 | 5 | 5 | 0.04843 | 0.04843 | $/kWh
electric | energy |  | 0 | 0 | 11 | 11 | 9 | 10 | 6 | 6 | 0.047808 | 0.047808 | $/kWh
electric | energy |  | 0 | 0 | 11 | 11 | 10 | 11 | 0 | 0 | 0.048966 | 0.048966 | $/kWh
electric | energy |  | 0 | 0 | 11 | 11 | 10 | 11 | 1 | 1 | 0.055302 | 0.055302 | $/kWh
electric | energy |  | 0 | 0 | 11 | 11 | 10 | 11 | 2 | 2 | 0.052815 | 0.052815 | $/kWh
electric | energy |  | 0 | 0 | 11 | 11 | 10 | 11 | 3 | 3 | 0.051842 | 0.051842 | $/kWh
electric | energy |  | 0 | 0 | 11 | 11 | 10 | 11 | 4 | 4 | 0.047552 | 0.047552 | $/kWh
electric | energy |  | 0 | 0 | 11 | 11 | 10 | 11 | 5 | 5 | 0.046175 | 0.046175 | $/kWh
electric | energy |  | 0 | 0 | 11 | 11 | 10 | 11 | 6 | 6 | 0.046148 | 0.046148 | $/kWh
electric | energy |  | 0 | 0 | 11 | 11 | 11 | 12 | 0 | 0 | 0.048008 | 0.048008 | $/kWh
electric | energy |  | 0 | 0 | 11 | 11 | 11 | 12 | 1 | 1 | 0.053156 | 0.053156 | $/kWh
electric | energy |  | 0 | 0 | 11 | 11 | 11 | 12 | 2 | 2 | 0.04967 | 0.04967 | $/kWh
electric | energy |  | 0 | 0 | 11 | 11 | 11 | 12 | 3 | 3 | 0.050555 | 0.050555 | $/kWh
electric | energy |  | 0 | 0 | 11 | 11 | 11 | 12 | 4 | 4 | 0.04633 | 0.04633 | $/kWh
electric | energy |  | 0 | 0 | 11 | 11 | 11 | 12 | 5 | 5 | 0.045032 | 0.045032 | $/kWh
electric | energy |  | 0 | 0 | 11 | 11 | 11 | 12 | 6 | 6 | 0.04597 | 0.04597 | $/kWh
electric | energy |  | 0 | 0 | 11 | 11 | 12 | 13 | 0 | 0 | 0.04554 | 0.04554 | $/kWh
electric | energy |  | 0 | 0 | 11 | 11 | 12 | 13 | 1 | 1 | 0.051398 | 0.051398 | $/kWh
electric | energy |  | 0 | 0 | 11 | 11 | 12 | 13 | 2 | 2 | 0.049095 | 0.049095 | $/kWh
electric | energy |  | 0 | 0 | 11 | 11 | 12 | 13 | 3 | 3 | 0.049153 | 0.049153 | $/kWh
electric | energy |  | 0 | 0 | 11 | 11 | 12 | 13 | 4 | 4 | 0.04455 | 0.04455 | $/kWh
electric | energy |  | 0 | 0 | 11 | 11 | 12 | 13 | 5 | 5 | 0.043162 | 0.043162 | $/kWh
electric | energy |  | 0 | 0 | 11 | 11 | 12 | 13 | 6 | 6 | 0.044187 | 0.044187 | $/kWh
electric | energy |  | 0 | 0 | 11 | 11 | 13 | 14 | 0 | 0 | 0.045292 | 0.045292 | $/kWh
electric | energy |  | 0 | 0 | 11 | 11 | 13 | 14 | 1 | 1 | 0.05057 | 0.05057 | $/kWh
electric | energy |  | 0 | 0 | 11 | 11 | 13 | 14 | 2 | 2 | 0.04849 | 0.04849 | $/kWh
electric | energy |  | 0 | 0 | 11 | 11 | 13 | 14 | 3 | 3 | 0.04864 | 0.04864 | $/kWh
electric | energy |  | 0 | 0 | 11 | 11 | 13 | 14 | 4 | 4 | 0.044002 | 0.044002 | $/kWh
electric | energy |  | 0 | 0 | 11 | 11 | 13 | 14 | 5 | 5 | 0.042807 | 0.042807 | $/kWh
electric | energy |  | 0 | 0 | 11 | 11 | 13 | 14 | 6 | 6 | 0.043507 | 0.043507 | $/kWh
electric | energy |  | 0 | 0 | 11 | 11 | 14 | 15 | 0 | 0 | 0.045692 | 0.045692 | $/kWh
electric | energy |  | 0 | 0 | 11 | 11 | 14 | 15 | 1 | 1 | 0.050322 | 0.050322 | $/kWh
electric | energy |  | 0 | 0 | 11 | 11 | 14 | 15 | 2 | 2 | 0.047313 | 0.047313 | $/kWh
electric | energy |  | 0 | 0 | 11 | 11 | 14 | 15 | 3 | 3 | 0.046302 | 0.046302 | $/kWh
electric | energy |  | 0 | 0 | 11 | 11 | 14 | 15 | 4 | 4 | 0.042567 | 0.042567 | $/kWh
electric | energy |  | 0 | 0 | 11 | 11 | 14 | 15 | 5 | 5 | 0.042175 | 0.042175 | $/kWh
electric | energy |  | 0 | 0 | 11 | 11 | 14 | 15 | 6 | 6 | 0.04382 | 0.04382 | $/kWh
electric | energy |  | 0 | 0 | 11 | 11 | 15 | 16 | 0 | 0 | 0.046262 | 0.046262 | $/kWh
electric | energy |  | 0 | 0 | 11 | 11 | 15 | 16 | 1 | 1 | 0.052428 | 0.052428 | $/kWh
electric | energy |  | 0 | 0 | 11 | 11 | 15 | 16 | 2 | 2 | 0.048223 | 0.048223 | $/kWh
electric | energy |  | 0 | 0 | 11 | 11 | 15 | 16 | 3 | 3 | 0.045945 | 0.045945 | $/kWh
electric | energy |  | 0 | 0 | 11 | 11 | 15 | 16 | 4 | 4 | 0.044385 | 0.044385 | $/kWh
electric | energy |  | 0 | 0 | 11 | 11 | 15 | 16 | 5 | 5 | 0.04369 | 0.04369 | $/kWh
electric | energy |  | 0 | 0 | 11 | 11 | 15 | 16 | 6 | 6 | 0.044265 | 0.044265 | $/kWh
electric | energy |  | 0 | 0 | 11 | 11 | 16 | 17 | 0 | 0 | 0.055134 | 0.055134 | $/kWh
electric | energy |  | 0 | 0 | 11 | 11 | 16 | 17 | 1 | 1 | 0.06186 | 0.06186 | $/kWh
electric | energy |  | 0 | 0 | 11 | 11 | 16 | 17 | 2 | 2 | 0.054695 | 0.054695 | $/kWh
electric | energy |  | 0 | 0 | 11 | 11 | 16 | 17 | 3 | 3 | 0.05053 | 0.05053 | $/kWh
electric | energy |  | 0 | 0 | 11 | 11 | 16 | 17 | 4 | 4 | 0.052935 | 0.052935 | $/kWh
electric | energy |  | 0 | 0 | 11 | 11 | 16 | 17 | 5 | 5 | 0.053065 | 0.053065 | $/kWh
electric | energy |  | 0 | 0 | 11 | 11 | 16 | 17 | 6 | 6 | 0.053373 | 0.053373 | $/kWh
electric | energy |  | 0 | 0 | 11 | 11 | 17 | 18 | 0 | 0 | 0.06802 | 0.06802 | $/kWh
electric | energy |  | 0 | 0 | 11 | 11 | 17 | 18 | 1 | 1 | 0.078928 | 0.078928 | $/kWh
electric | energy |  | 0 | 0 | 11 | 11 | 17 | 18 | 2 | 2 | 0.067392 | 0.067392 | $/kWh
electric | energy |  | 0 | 0 | 11 | 11 | 17 | 18 | 3 | 3 | 0.061108 | 0.061108 | $/kWh
electric | energy |  | 0 | 0 | 11 | 11 | 17 | 18 | 4 | 4 | 0.064622 | 0.064622 | $/kWh
electric | energy |  | 0 | 0 | 11 | 11 | 17 | 18 | 5 | 5 | 0.062537 | 0.062537 | $/kWh
electric | energy |  | 0 | 0 | 11 | 11 | 17 | 18 | 6 | 6 | 0.063817 | 0.063817 | $/kWh
electric | energy |  | 0 | 0 | 11 | 11 | 18 | 19 | 0 | 0 | 0.063068 | 0.063068 | $/kWh
electric | energy |  | 0 | 0 | 11 | 11 | 18 | 19 | 1 | 1 | 0.071392 | 0.071392 | $/kWh
electric | energy |  | 0 | 0 | 11 | 11 | 18 | 19 | 2 | 2 | 0.064695 | 0.064695 | $/kWh
electric | energy |  | 0 | 0 | 11 | 11 | 18 | 19 | 3 | 3 | 0.056118 | 0.056118 | $/kWh
electric | energy |  | 0 | 0 | 11 | 11 | 18 | 19 | 4 | 4 | 0.062235 | 0.062235 | $/kWh
electric | energy |  | 0 | 0 | 11 | 11 | 18 | 19 | 5 | 5 | 0.059625 | 0.059625 | $/kWh
electric | energy |  | 0 | 0 | 11 | 11 | 18 | 19 | 6 | 6 | 0.059385 | 0.059385 | $/kWh
electric | energy |  | 0 | 0 | 11 | 11 | 19 | 20 | 0 | 0 | 0.055498 | 0.055498 | $/kWh
electric | energy |  | 0 | 0 | 11 | 11 | 19 | 20 | 1 | 1 | 0.064346 | 0.064346 | $/kWh
electric | energy |  | 0 | 0 | 11 | 11 | 19 | 20 | 2 | 2 | 0.058682 | 0.058682 | $/kWh
electric | energy |  | 0 | 0 | 11 | 11 | 19 | 20 | 3 | 3 | 0.051135 | 0.051135 | $/kWh
electric | energy |  | 0 | 0 | 11 | 11 | 19 | 20 | 4 | 4 | 0.054725 | 0.054725 | $/kWh
electric | energy |  | 0 | 0 | 11 | 11 | 19 | 20 | 5 | 5 | 0.054462 | 0.054462 | $/kWh
electric | energy |  | 0 | 0 | 11 | 11 | 19 | 20 | 6 | 6 | 0.053957 | 0.053957 | $/kWh
electric | energy |  | 0 | 0 | 11 | 11 | 20 | 21 | 0 | 0 | 0.052822 | 0.052822 | $/kWh
electric | energy |  | 0 | 0 | 11 | 11 | 20 | 21 | 1 | 1 | 0.060234 | 0.060234 | $/kWh
electric | energy |  | 0 | 0 | 11 | 11 | 20 | 21 | 2 | 2 | 0.054122 | 0.054122 | $/kWh
electric | energy |  | 0 | 0 | 11 | 11 | 20 | 21 | 3 | 3 | 0.046547 | 0.046547 | $/kWh
electric | energy |  | 0 | 0 | 11 | 11 | 20 | 21 | 4 | 4 | 0.050678 | 0.050678 | $/kWh
electric | energy |  | 0 | 0 | 11 | 11 | 20 | 21 | 5 | 5 | 0.048252 | 0.048252 | $/kWh
electric | energy |  | 0 | 0 | 11 | 11 | 20 | 21 | 6 | 6 | 0.04916 | 0.04916 | $/kWh
electric | energy |  | 0 | 0 | 11 | 11 | 21 | 22 | 0 | 0 | 0.046514 | 0.046514 | $/kWh
electric | energy |  | 0 | 0 | 11 | 11 | 21 | 22 | 1 | 1 | 0.051688 | 0.051688 | $/kWh
electric | energy |  | 0 | 0 | 11 | 11 | 21 | 22 | 2 | 2 | 0.04688 | 0.04688 | $/kWh
electric | energy |  | 0 | 0 | 11 | 11 | 21 | 22 | 3 | 3 | 0.041772 | 0.041772 | $/kWh
electric | energy |  | 0 | 0 | 11 | 11 | 21 | 22 | 4 | 4 | 0.045912 | 0.045912 | $/kWh
electric | energy |  | 0 | 0 | 11 | 11 | 21 | 22 | 5 | 5 | 0.045562 | 0.045562 | $/kWh
electric | energy |  | 0 | 0 | 11 | 11 | 21 | 22 | 6 | 6 | 0.04419 | 0.04419 | $/kWh
electric | energy |  | 0 | 0 | 11 | 11 | 22 | 23 | 0 | 0 | 0.043736 | 0.043736 | $/kWh
electric | energy |  | 0 | 0 | 11 | 11 | 22 | 23 | 1 | 1 | 0.047196 | 0.047196 | $/kWh
electric | energy |  | 0 | 0 | 11 | 11 | 22 | 23 | 2 | 2 | 0.043665 | 0.043665 | $/kWh
electric | energy |  | 0 | 0 | 11 | 11 | 22 | 23 | 3 | 3 | 0.039903 | 0.039903 | $/kWh
electric | energy |  | 0 | 0 | 11 | 11 | 22 | 23 | 4 | 4 | 0.044242 | 0.044242 | $/kWh
electric | energy |  | 0 | 0 | 11 | 11 | 22 | 23 | 5 | 5 | 0.042942 | 0.042942 | $/kWh
electric | energy |  | 0 | 0 | 11 | 11 | 22 | 23 | 6 | 6 | 0.041885 | 0.041885 | $/kWh
electric | energy |  | 0 | 0 | 11 | 11 | 23 | 24 | 0 | 0 | 0.041002 | 0.041002 | $/kWh
electric | energy |  | 0 | 0 | 11 | 11 | 23 | 24 | 1 | 1 | 0.041976 | 0.041976 | $/kWh
electric | energy |  | 0 | 0 | 11 | 11 | 23 | 24 | 2 | 2 | 0.039927 | 0.039927 | $/kWh
electric | energy |  | 0 | 0 | 11 | 11 | 23 | 24 | 3 | 3 | 0.033822 | 0.033822 | $/kWh
electric | energy |  | 0 | 0 | 11 | 11 | 23 | 24 | 4 | 4 | 0.040215 | 0.040215 | $/kWh
electric | energy |  | 0 | 0 | 11 | 11 | 23 | 24 | 5 | 5 | 0.039285 | 0.039285 | $/kWh
electric | energy |  | 0 | 0 | 11 | 11 | 23 | 24 | 6 | 6 | 0.036937 | 0.036937 | $/kWh
electric | energy |  | 0 | 0 | 12 | 12 | 0 | 1 | 0 | 0 | 0.033482 | 0.033482 | $/kWh
electric | energy |  | 0 | 0 | 12 | 12 | 0 | 1 | 1 | 1 | 0.029865 | 0.029865 | $/kWh
electric | energy |  | 0 | 0 | 12 | 12 | 0 | 1 | 2 | 2 | 0.039032 | 0.039032 | $/kWh
electric | energy |  | 0 | 0 | 12 | 12 | 0 | 1 | 3 | 3 | 0.034112 | 0.034112 | $/kWh
electric | energy |  | 0 | 0 | 12 | 12 | 0 | 1 | 4 | 4 | 0.032826 | 0.032826 | $/kWh
electric | energy |  | 0 | 0 | 12 | 12 | 0 | 1 | 5 | 5 | 0.035423 | 0.035423 | $/kWh
electric | energy |  | 0 | 0 | 12 | 12 | 0 | 1 | 6 | 6 | 0.031593 | 0.031593 | $/kWh
electric | energy |  | 0 | 0 | 12 | 12 | 1 | 2 | 0 | 0 | 0.031027 | 0.031027 | $/kWh
electric | energy |  | 0 | 0 | 12 | 12 | 1 | 2 | 1 | 1 | 0.028532 | 0.028532 | $/kWh
electric | energy |  | 0 | 0 | 12 | 12 | 1 | 2 | 2 | 2 | 0.034722 | 0.034722 | $/kWh
electric | energy |  | 0 | 0 | 12 | 12 | 1 | 2 | 3 | 3 | 0.031118 | 0.031118 | $/kWh
electric | energy |  | 0 | 0 | 12 | 12 | 1 | 2 | 4 | 4 | 0.030246 | 0.030246 | $/kWh
electric | energy |  | 0 | 0 | 12 | 12 | 1 | 2 | 5 | 5 | 0.033025 | 0.033025 | $/kWh
electric | energy |  | 0 | 0 | 12 | 12 | 1 | 2 | 6 | 6 | 0.02989 | 0.02989 | $/kWh
electric | energy |  | 0 | 0 | 12 | 12 | 2 | 3 | 0 | 0 | 0.030705 | 0.030705 | $/kWh
electric | energy |  | 0 | 0 | 12 | 12 | 2 | 3 | 1 | 1 | 0.027942 | 0.027942 | $/kWh
electric | energy |  | 0 | 0 | 12 | 12 | 2 | 3 | 2 | 2 | 0.033538 | 0.033538 | $/kWh
electric | energy |  | 0 | 0 | 12 | 12 | 2 | 3 | 3 | 3 | 0.029894 | 0.029894 | $/kWh
electric | energy |  | 0 | 0 | 12 | 12 | 2 | 3 | 4 | 4 | 0.028852 | 0.028852 | $/kWh
electric | energy |  | 0 | 0 | 12 | 12 | 2 | 3 | 5 | 5 | 0.031515 | 0.031515 | $/kWh
electric | energy |  | 0 | 0 | 12 | 12 | 2 | 3 | 6 | 6 | 0.028168 | 0.028168 | $/kWh
electric | energy |  | 0 | 0 | 12 | 12 | 3 | 4 | 0 | 0 | 0.030435 | 0.030435 | $/kWh
electric | energy |  | 0 | 0 | 12 | 12 | 3 | 4 | 1 | 1 | 0.028403 | 0.028403 | $/kWh
electric | energy |  | 0 | 0 | 12 | 12 | 3 | 4 | 2 | 2 | 0.033704 | 0.033704 | $/kWh
electric | energy |  | 0 | 0 | 12 | 12 | 3 | 4 | 3 | 3 | 0.029396 | 0.029396 | $/kWh
electric | energy |  | 0 | 0 | 12 | 12 | 3 | 4 | 4 | 4 | 0.028478 | 0.028478 | $/kWh
electric | energy |  | 0 | 0 | 12 | 12 | 3 | 4 | 5 | 5 | 0.029895 | 0.029895 | $/kWh
electric | energy |  | 0 | 0 | 12 | 12 | 3 | 4 | 6 | 6 | 0.027617 | 0.027617 | $/kWh
electric | energy |  | 0 | 0 | 12 | 12 | 4 | 5 | 0 | 0 | 0.031005 | 0.031005 | $/kWh
electric | energy |  | 0 | 0 | 12 | 12 | 4 | 5 | 1 | 1 | 0.029875 | 0.029875 | $/kWh
electric | energy |  | 0 | 0 | 12 | 12 | 4 | 5 | 2 | 2 | 0.03437 | 0.03437 | $/kWh
electric | energy |  | 0 | 0 | 12 | 12 | 4 | 5 | 3 | 3 | 0.029794 | 0.029794 | $/kWh
electric | energy |  | 0 | 0 | 12 | 12 | 4 | 5 | 4 | 4 | 0.030282 | 0.030282 | $/kWh
electric | energy |  | 0 | 0 | 12 | 12 | 4 | 5 | 5 | 5 | 0.029517 | 0.029517 | $/kWh
electric | energy |  | 0 | 0 | 12 | 12 | 4 | 5 | 6 | 6 | 0.028022 | 0.028022 | $/kWh
electric | energy |  | 0 | 0 | 12 | 12 | 5 | 6 | 0 | 0 | 0.034055 | 0.034055 | $/kWh
electric | energy |  | 0 | 0 | 12 | 12 | 5 | 6 | 1 | 1 | 0.034215 | 0.034215 | $/kWh
electric | energy |  | 0 | 0 | 12 | 12 | 5 | 6 | 2 | 2 | 0.038542 | 0.038542 | $/kWh
electric | energy |  | 0 | 0 | 12 | 12 | 5 | 6 | 3 | 3 | 0.033556 | 0.033556 | $/kWh
electric | energy |  | 0 | 0 | 12 | 12 | 5 | 6 | 4 | 4 | 0.033132 | 0.033132 | $/kWh
electric | energy |  | 0 | 0 | 12 | 12 | 5 | 6 | 5 | 5 | 0.029847 | 0.029847 | $/kWh
electric | energy |  | 0 | 0 | 12 | 12 | 5 | 6 | 6 | 6 | 0.02901 | 0.02901 | $/kWh
electric | energy |  | 0 | 0 | 12 | 12 | 6 | 7 | 0 | 0 | 0.040122 | 0.040122 | $/kWh
electric | energy |  | 0 | 0 | 12 | 12 | 6 | 7 | 1 | 1 | 0.040607 | 0.040607 | $/kWh
electric | energy |  | 0 | 0 | 12 | 12 | 6 | 7 | 2 | 2 | 0.044994 | 0.044994 | $/kWh
electric | energy |  | 0 | 0 | 12 | 12 | 6 | 7 | 3 | 3 | 0.041294 | 0.041294 | $/kWh
electric | energy |  | 0 | 0 | 12 | 12 | 6 | 7 | 4 | 4 | 0.036368 | 0.036368 | $/kWh
electric | energy |  | 0 | 0 | 12 | 12 | 6 | 7 | 5 | 5 | 0.032203 | 0.032203 | $/kWh
electric | energy |  | 0 | 0 | 12 | 12 | 6 | 7 | 6 | 6 | 0.029737 | 0.029737 | $/kWh
electric | energy |  | 0 | 0 | 12 | 12 | 7 | 8 | 0 | 0 | 0.044187 | 0.044187 | $/kWh
electric | energy |  | 0 | 0 | 12 | 12 | 7 | 8 | 1 | 1 | 0.044373 | 0.044373 | $/kWh
electric | energy |  | 0 | 0 | 12 | 12 | 7 | 8 | 2 | 2 | 0.048664 | 0.048664 | $/kWh
electric | energy |  | 0 | 0 | 12 | 12 | 7 | 8 | 3 | 3 | 0.044192 | 0.044192 | $/kWh
electric | energy |  | 0 | 0 | 12 | 12 | 7 | 8 | 4 | 4 | 0.04157 | 0.04157 | $/kWh
electric | energy |  | 0 | 0 | 12 | 12 | 7 | 8 | 5 | 5 | 0.033603 | 0.033603 | $/kWh
electric | energy |  | 0 | 0 | 12 | 12 | 7 | 8 | 6 | 6 | 0.031322 | 0.031322 | $/kWh
electric | energy |  | 0 | 0 | 12 | 12 | 8 | 9 | 0 | 0 | 0.043645 | 0.043645 | $/kWh
electric | energy |  | 0 | 0 | 12 | 12 | 8 | 9 | 1 | 1 | 0.04375 | 0.04375 | $/kWh
electric | energy |  | 0 | 0 | 12 | 12 | 8 | 9 | 2 | 2 | 0.04793 | 0.04793 | $/kWh
electric | energy |  | 0 | 0 | 12 | 12 | 8 | 9 | 3 | 3 | 0.044136 | 0.044136 | $/kWh
electric | energy |  | 0 | 0 | 12 | 12 | 8 | 9 | 4 | 4 | 0.040954 | 0.040954 | $/kWh
electric | energy |  | 0 | 0 | 12 | 12 | 8 | 9 | 5 | 5 | 0.03828 | 0.03828 | $/kWh
electric | energy |  | 0 | 0 | 12 | 12 | 8 | 9 | 6 | 6 | 0.035025 | 0.035025 | $/kWh
electric | energy |  | 0 | 0 | 12 | 12 | 9 | 10 | 0 | 0 | 0.04379 | 0.04379 | $/kWh
electric | energy |  | 0 | 0 | 12 | 12 | 9 | 10 | 1 | 1 | 0.043062 | 0.043062 | $/kWh
electric | energy |  | 0 | 0 | 12 | 12 | 9 | 10 | 2 | 2 | 0.046864 | 0.046864 | $/kWh
electric | energy |  | 0 | 0 | 12 | 12 | 9 | 10 | 3 | 3 | 0.043096 | 0.043096 | $/kWh
electric | energy |  | 0 | 0 | 12 | 12 | 9 | 10 | 4 | 4 | 0.04087 | 0.04087 | $/kWh
electric | energy |  | 0 | 0 | 12 | 12 | 9 | 10 | 5 | 5 | 0.038795 | 0.038795 | $/kWh
electric | energy |  | 0 | 0 | 12 | 12 | 9 | 10 | 6 | 6 | 0.03612 | 0.03612 | $/kWh
electric | energy |  | 0 | 0 | 12 | 12 | 10 | 11 | 0 | 0 | 0.041705 | 0.041705 | $/kWh
electric | energy |  | 0 | 0 | 12 | 12 | 10 | 11 | 1 | 1 | 0.04333 | 0.04333 | $/kWh
electric | energy |  | 0 | 0 | 12 | 12 | 10 | 11 | 2 | 2 | 0.046314 | 0.046314 | $/kWh
electric | energy |  | 0 | 0 | 12 | 12 | 10 | 11 | 3 | 3 | 0.043624 | 0.043624 | $/kWh
electric | energy |  | 0 | 0 | 12 | 12 | 10 | 11 | 4 | 4 | 0.04025 | 0.04025 | $/kWh
electric | energy |  | 0 | 0 | 12 | 12 | 10 | 11 | 5 | 5 | 0.039075 | 0.039075 | $/kWh
electric | energy |  | 0 | 0 | 12 | 12 | 10 | 11 | 6 | 6 | 0.036147 | 0.036147 | $/kWh
electric | energy |  | 0 | 0 | 12 | 12 | 11 | 12 | 0 | 0 | 0.0407 | 0.0407 | $/kWh
electric | energy |  | 0 | 0 | 12 | 12 | 11 | 12 | 1 | 1 | 0.0424 | 0.0424 | $/kWh
electric | energy |  | 0 | 0 | 12 | 12 | 11 | 12 | 2 | 2 | 0.044844 | 0.044844 | $/kWh
electric | energy |  | 0 | 0 | 12 | 12 | 11 | 12 | 3 | 3 | 0.043862 | 0.043862 | $/kWh
electric | energy |  | 0 | 0 | 12 | 12 | 11 | 12 | 4 | 4 | 0.04022 | 0.04022 | $/kWh
electric | energy |  | 0 | 0 | 12 | 12 | 11 | 12 | 5 | 5 | 0.03896 | 0.03896 | $/kWh
electric | energy |  | 0 | 0 | 12 | 12 | 11 | 12 | 6 | 6 | 0.03564 | 0.03564 | $/kWh
electric | energy |  | 0 | 0 | 12 | 12 | 12 | 13 | 0 | 0 | 0.038375 | 0.038375 | $/kWh
electric | energy |  | 0 | 0 | 12 | 12 | 12 | 13 | 1 | 1 | 0.041607 | 0.041607 | $/kWh
electric | energy |  | 0 | 0 | 12 | 12 | 12 | 13 | 2 | 2 | 0.042962 | 0.042962 | $/kWh
electric | energy |  | 0 | 0 | 12 | 12 | 12 | 13 | 3 | 3 | 0.042524 | 0.042524 | $/kWh
electric | energy |  | 0 | 0 | 12 | 12 | 12 | 13 | 4 | 4 | 0.03931 | 0.03931 | $/kWh
electric | energy |  | 0 | 0 | 12 | 12 | 12 | 13 | 5 | 5 | 0.037752 | 0.037752 | $/kWh
electric | energy |  | 0 | 0 | 12 | 12 | 12 | 13 | 6 | 6 | 0.035035 | 0.035035 | $/kWh
electric | energy |  | 0 | 0 | 12 | 12 | 13 | 14 | 0 | 0 | 0.037738 | 0.037738 | $/kWh
electric | energy |  | 0 | 0 | 12 | 12 | 13 | 14 | 1 | 1 | 0.041607 | 0.041607 | $/kWh
electric | energy |  | 0 | 0 | 12 | 12 | 13 | 14 | 2 | 2 | 0.042882 | 0.042882 | $/kWh
electric | energy |  | 0 | 0 | 12 | 12 | 13 | 14 | 3 | 3 | 0.041598 | 0.041598 | $/kWh
electric | energy |  | 0 | 0 | 12 | 12 | 13 | 14 | 4 | 4 | 0.039046 | 0.039046 | $/kWh
electric | energy |  | 0 | 0 | 12 | 12 | 13 | 14 | 5 | 5 | 0.037468 | 0.037468 | $/kWh
electric | energy |  | 0 | 0 | 12 | 12 | 13 | 14 | 6 | 6 | 0.034775 | 0.034775 | $/kWh
electric | energy |  | 0 | 0 | 12 | 12 | 14 | 15 | 0 | 0 | 0.035167 | 0.035167 | $/kWh
electric | energy |  | 0 | 0 | 12 | 12 | 14 | 15 | 1 | 1 | 0.04167 | 0.04167 | $/kWh
electric | energy |  | 0 | 0 | 12 | 12 | 14 | 15 | 2 | 2 | 0.043188 | 0.043188 | $/kWh
electric | energy |  | 0 | 0 | 12 | 12 | 14 | 15 | 3 | 3 | 0.041152 | 0.041152 | $/kWh
electric | energy |  | 0 | 0 | 12 | 12 | 14 | 15 | 4 | 4 | 0.038646 | 0.038646 | $/kWh
electric | energy |  | 0 | 0 | 12 | 12 | 14 | 15 | 5 | 5 | 0.036785 | 0.036785 | $/kWh
electric | energy |  | 0 | 0 | 12 | 12 | 14 | 15 | 6 | 6 | 0.034888 | 0.034888 | $/kWh
electric | energy |  | 0 | 0 | 12 | 12 | 15 | 16 | 0 | 0 | 0.03529 | 0.03529 | $/kWh
electric | energy |  | 0 | 0 | 12 | 12 | 15 | 16 | 1 | 1 | 0.042895 | 0.042895 | $/kWh
electric | energy |  | 0 | 0 | 12 | 12 | 15 | 16 | 2 | 2 | 0.044116 | 0.044116 | $/kWh
electric | energy |  | 0 | 0 | 12 | 12 | 15 | 16 | 3 | 3 | 0.042204 | 0.042204 | $/kWh
electric | energy |  | 0 | 0 | 12 | 12 | 15 | 16 | 4 | 4 | 0.03873 | 0.03873 | $/kWh
electric | energy |  | 0 | 0 | 12 | 12 | 15 | 16 | 5 | 5 | 0.037472 | 0.037472 | $/kWh
electric | energy |  | 0 | 0 | 12 | 12 | 15 | 16 | 6 | 6 | 0.03653 | 0.03653 | $/kWh
electric | energy |  | 0 | 0 | 12 | 12 | 16 | 17 | 0 | 0 | 0.043103 | 0.043103 | $/kWh
electric | energy |  | 0 | 0 | 12 | 12 | 16 | 17 | 1 | 1 | 0.0509 | 0.0509 | $/kWh
electric | energy |  | 0 | 0 | 12 | 12 | 16 | 17 | 2 | 2 | 0.050794 | 0.050794 | $/kWh
electric | energy |  | 0 | 0 | 12 | 12 | 16 | 17 | 3 | 3 | 0.049324 | 0.049324 | $/kWh
electric | energy |  | 0 | 0 | 12 | 12 | 16 | 17 | 4 | 4 | 0.04568 | 0.04568 | $/kWh
electric | energy |  | 0 | 0 | 12 | 12 | 16 | 17 | 5 | 5 | 0.043967 | 0.043967 | $/kWh
electric | energy |  | 0 | 0 | 12 | 12 | 16 | 17 | 6 | 6 | 0.043565 | 0.043565 | $/kWh
electric | energy |  | 0 | 0 | 12 | 12 | 17 | 18 | 0 | 0 | 0.052642 | 0.052642 | $/kWh
electric | energy |  | 0 | 0 | 12 | 12 | 17 | 18 | 1 | 1 | 0.06588 | 0.06588 | $/kWh
electric | energy |  | 0 | 0 | 12 | 12 | 17 | 18 | 2 | 2 | 0.058548 | 0.058548 | $/kWh
electric | energy |  | 0 | 0 | 12 | 12 | 17 | 18 | 3 | 3 | 0.058196 | 0.058196 | $/kWh
electric | energy |  | 0 | 0 | 12 | 12 | 17 | 18 | 4 | 4 | 0.051256 | 0.051256 | $/kWh
electric | energy |  | 0 | 0 | 12 | 12 | 17 | 18 | 5 | 5 | 0.053942 | 0.053942 | $/kWh
electric | energy |  | 0 | 0 | 12 | 12 | 17 | 18 | 6 | 6 | 0.05437 | 0.05437 | $/kWh
electric | energy |  | 0 | 0 | 12 | 12 | 18 | 19 | 0 | 0 | 0.045925 | 0.045925 | $/kWh
electric | energy |  | 0 | 0 | 12 | 12 | 18 | 19 | 1 | 1 | 0.056392 | 0.056392 | $/kWh
electric | energy |  | 0 | 0 | 12 | 12 | 18 | 19 | 2 | 2 | 0.053096 | 0.053096 | $/kWh
electric | energy |  | 0 | 0 | 12 | 12 | 18 | 19 | 3 | 3 | 0.050938 | 0.050938 | $/kWh
electric | energy |  | 0 | 0 | 12 | 12 | 18 | 19 | 4 | 4 | 0.046272 | 0.046272 | $/kWh
electric | energy |  | 0 | 0 | 12 | 12 | 18 | 19 | 5 | 5 | 0.048472 | 0.048472 | $/kWh
electric | energy |  | 0 | 0 | 12 | 12 | 18 | 19 | 6 | 6 | 0.048087 | 0.048087 | $/kWh
electric | energy |  | 0 | 0 | 12 | 12 | 19 | 20 | 0 | 0 | 0.042625 | 0.042625 | $/kWh
electric | energy |  | 0 | 0 | 12 | 12 | 19 | 20 | 1 | 1 | 0.051197 | 0.051197 | $/kWh
electric | energy |  | 0 | 0 | 12 | 12 | 19 | 20 | 2 | 2 | 0.0476 | 0.0476 | $/kWh
electric | energy |  | 0 | 0 | 12 | 12 | 19 | 20 | 3 | 3 | 0.04499 | 0.04499 | $/kWh
electric | energy |  | 0 | 0 | 12 | 12 | 19 | 20 | 4 | 4 | 0.041876 | 0.041876 | $/kWh
electric | energy |  | 0 | 0 | 12 | 12 | 19 | 20 | 5 | 5 | 0.043235 | 0.043235 | $/kWh
electric | energy |  | 0 | 0 | 12 | 12 | 19 | 20 | 6 | 6 | 0.044125 | 0.044125 | $/kWh
electric | energy |  | 0 | 0 | 12 | 12 | 20 | 21 | 0 | 0 | 0.038612 | 0.038612 | $/kWh
electric | energy |  | 0 | 0 | 12 | 12 | 20 | 21 | 1 | 1 | 0.047925 | 0.047925 | $/kWh
electric | energy |  | 0 | 0 | 12 | 12 | 20 | 21 | 2 | 2 | 0.045166 | 0.045166 | $/kWh
electric | energy |  | 0 | 0 | 12 | 12 | 20 | 21 | 3 | 3 | 0.042044 | 0.042044 | $/kWh
electric | energy |  | 0 | 0 | 12 | 12 | 20 | 21 | 4 | 4 | 0.039328 | 0.039328 | $/kWh
electric | energy |  | 0 | 0 | 12 | 12 | 20 | 21 | 5 | 5 | 0.04029 | 0.04029 | $/kWh
electric | energy |  | 0 | 0 | 12 | 12 | 20 | 21 | 6 | 6 | 0.042085 | 0.042085 | $/kWh
electric | energy |  | 0 | 0 | 12 | 12 | 21 | 22 | 0 | 0 | 0.035055 | 0.035055 | $/kWh
electric | energy |  | 0 | 0 | 12 | 12 | 21 | 22 | 1 | 1 | 0.04424 | 0.04424 | $/kWh
electric | energy |  | 0 | 0 | 12 | 12 | 21 | 22 | 2 | 2 | 0.040612 | 0.040612 | $/kWh
electric | energy |  | 0 | 0 | 12 | 12 | 21 | 22 | 3 | 3 | 0.03885 | 0.03885 | $/kWh
electric | energy |  | 0 | 0 | 12 | 12 | 21 | 22 | 4 | 4 | 0.037564 | 0.037564 | $/kWh
electric | energy |  | 0 | 0 | 12 | 12 | 21 | 22 | 5 | 5 | 0.03709 | 0.03709 | $/kWh
electric | energy |  | 0 | 0 | 12 | 12 | 21 | 22 | 6 | 6 | 0.038222 | 0.038222 | $/kWh
electric | energy |  | 0 | 0 | 12 | 12 | 22 | 23 | 0 | 0 | 0.033212 | 0.033212 | $/kWh
electric | energy |  | 0 | 0 | 12 | 12 | 22 | 23 | 1 | 1 | 0.041645 | 0.041645 | $/kWh
electric | energy |  | 0 | 0 | 12 | 12 | 22 | 23 | 2 | 2 | 0.038074 | 0.038074 | $/kWh
electric | energy |  | 0 | 0 | 12 | 12 | 22 | 23 | 3 | 3 | 0.037368 | 0.037368 | $/kWh
electric | energy |  | 0 | 0 | 12 | 12 | 22 | 23 | 4 | 4 | 0.03584 | 0.03584 | $/kWh
electric | energy |  | 0 | 0 | 12 | 12 | 22 | 23 | 5 | 5 | 0.035278 | 0.035278 | $/kWh
electric | energy |  | 0 | 0 | 12 | 12 | 22 | 23 | 6 | 6 | 0.035835 | 0.035835 | $/kWh
electric | energy |  | 0 | 0 | 12 | 12 | 23 | 24 | 0 | 0 | 0.031545 | 0.031545 | $/kWh
electric | energy |  | 0 | 0 | 12 | 12 | 23 | 24 | 1 | 1 | 0.039047 | 0.039047 | $/kWh
electric | energy |  | 0 | 0 | 12 | 12 | 23 | 24 | 2 | 2 | 0.036356 | 0.036356 | $/kWh
electric | energy |  | 0 | 0 | 12 | 12 | 23 | 24 | 3 | 3 | 0.03537 | 0.03537 | $/kWh
electric | energy |  | 0 | 0 | 12 | 12 | 23 | 24 | 4 | 4 | 0.03425 | 0.03425 | $/kWh
electric | energy |  | 0 | 0 | 12 | 12 | 23 | 24 | 5 | 5 | 0.03282 | 0.03282 | $/kWh
electric | energy |  | 0 | 0 | 12 | 12 | 23 | 24 | 6 | 6 | 0.031905 | 0.031905 | $/kWh

## 39003369002
utility | type | period | basic_charge_limit (imperial) | basic_charge_limit (metric) | month_start | month_end | hour_start | hour_end | weekday_start | weekday_end | charge (imperial) | charge (metric) | units | Notes
electric | customer | [9 empty] | 100 | 100 | $/month
electric | energy |  | 0 | 0 | 1 | 12 | 0 | 24 | 0 | 6 | 0 | 0 | $/kWh | No energy charge so put zero to avoid errors in code
electric | demand | maximum | 0 | 0 | 1 | 12 | 0 | 24 | 0 | 6 | 4.5704 | 4.5704 | $/kW

## 6008022002
utility | type | period | basic_charge_limit (imperial) | basic_charge_limit (metric) | month_start | month_end | hour_start | hour_end | weekday_start | weekday_end | charge (imperial) | charge (metric) | units | Notes
electric | customer | [9 empty] | 373.12 | 373.12 | $/month | Assumed 2 to 50 kV (typical primary voltage)
electric | demand | peak-summer | 0 | 0 | 6 | 9 | 16 | 21 | 0 | 4 | 4.13 | 4.13 | $/kW | Had to choose between high demand or high energy charges (Option D or Option E)
electric | demand | part-peak-winter1 | 0 | 0 | 1 | 5 | 16 | 21 | 0 | 4 | 1.03 | 1.03 | $/kW | This is hgh energy, low demand
electric | demand | part-peak-winter2 | 0 | 0 | 10 | 12 | 16 | 21 | 0 | 4 | 1.03 | 1.03 | $/kW
electric | demand | maximum | 0 | 0 | 1 | 12 | 0 | 24 | 0 | 6 | 11.26 | 11.26 | $/kW
electric | energy |  | 0 | 0 | 6 | 9 | 16 | 21 | 0 | 4 | 0.50403 | 0.50403 | $/kWh | Includes delivery and generation service
electric | energy |  | 0 | 0 | 6 | 9 | 0 | 16 | 0 | 6 | 0.12291 | 0.12291 | $/kWh
electric | energy |  | 0 | 0 | 6 | 9 | 21 | 24 | 0 | 6 | 0.12291 | 0.12291 | $/kWh
electric | energy |  | 0 | 0 | 6 | 9 | 16 | 21 | 5 | 6 | 0.185 | 0.185 | $/kWh
electric | energy |  | 0 | 0 | 1 | 5 | 16 | 21 | 0 | 6 | 0.15716 | 0.15716 | $/kWh
electric | energy |  | 0 | 0 | 1 | 5 | 0 | 8 | 0 | 6 | 0.09174 | 0.09174 | $/kWh
electric | energy |  | 0 | 0 | 1 | 5 | 21 | 24 | 0 | 6 | 0.09174 | 0.09174 | $/kWh
electric | energy |  | 0 | 0 | 1 | 5 | 8 | 16 | 0 | 6 | 0.08717 | 0.08717 | $/kWh
electric | energy |  | 0 | 0 | 10 | 12 | 16 | 21 | 0 | 6 | 0.15716 | 0.15716 | $/kWh
electric | energy |  | 0 | 0 | 10 | 12 | 0 | 8 | 0 | 6 | 0.09174 | 0.09174 | $/kWh
electric | energy |  | 0 | 0 | 10 | 12 | 21 | 24 | 0 | 6 | 0.09174 | 0.09174 | $/kWh
electric | energy |  | 0 | 0 | 10 | 12 | 8 | 16 | 0 | 6 | 0.08717 | 0.08717 | $/kWh
gas | customer | [9 empty] | 14.7945 | 14.7945 | $/month | Estimated from multiplying cost of 1 meter for 1 day by 30 days
gas | energy |  | 0 | 0 | 1 | 12 | 0 | 24 | 0 | 6 | 1.6166 | 0.5709 | $/therm or $/m3
gas | energy |  | 250 | 707.92 | 1 | 12 | 0 | 24 | 0 | 6 | 1.1773 | 0.41576 | $/therm or $/m3
gas | energy |  | 4167 | 11799.6106 | 1 | 12 | 0 | 24 | 0 | 6 | 0.88276 | 0.31174 | $/therm or $/m3

## 48000004001
utility | type | period | basic_charge_limit (imperial) | basic_charge_limit (metric) | month_start | month_end | hour_start | hour_end | weekday_start | weekday_end | charge (imperial) | charge (metric) | units | Notes
electric | customer | [9 empty] | 51.72 | 51.72 | $/month
electric | demand | maximum | 0 | 0 | 1 | 12 | 0 | 24 | 0 | 6 | 5.5749 | 5.5749 | $/kW
electric | energy |  | 0 | 0 | 1 | 12 | 0 | 24 | 0 | 6 | 0 | 0 | $/kWh | No energy charge so put zero to avoid errors in code

## 8000070001
utility | type | period | basic_charge_limit (imperial) | basic_charge_limit (metric) | month_start | month_end | hour_start | hour_end | weekday_start | weekday_end | charge (imperial) | charge (metric) | units | Notes
electric | customer | [9 empty] | 346.29 | 346.29 | $/month
electric | energy |  | 0 | 0 | 1 | 12 | 0 | 13 | 0 | 4 | 0.02783 | 0.02783 | $/kWh | Includes Electricity Commodity Adjustment (ECA)
electric | energy |  | 0 | 0 | 1 | 12 | 13 | 19 | 0 | 4 | 0.04527 | 0.04527 | $/kWh
electric | energy |  | 0 | 0 | 1 | 12 | 19 | 24 | 0 | 4 | 0.02783 | 0.02783 | $/kWh
electric | energy |  | 0 | 0 | 1 | 12 | 0 | 24 | 5 | 6 | 0.02783 | 0.02783 | $/kWh
electric | demand | winter1 | 0 | 0 | 1 | 5 | 0 | 24 | 0 | 6 | 9.55 | 9.55 | $/kW
electric | demand | summer | 0 | 0 | 6 | 9 | 0 | 24 | 0 | 6 | 14.26 | 14.26 | $/kW
electric | demand | winter2 | 0 | 0 | 10 | 12 | 0 | 24 | 0 | 6 | 9.55 | 9.55 | $/kW
electric | demand | maximum | 0 | 0 | 1 | 12 | 0 | 24 | 0 | 6 | 5.88 | 5.88 | $/kW | Includes DSMCA, PCCA, and TCA
gas | customer | [9 empty] | 136.22 | 136.22 | $/month
gas | energy |  | 0 | 0 | 1 | 12 | 0 | 24 | 0 | 6 | 0.02759 | 0.0097433 | $/therm or $/m3
gas | demand | maximum | 0 | 0 | 1 | 12 | 0 | 24 | 0 | 6 | 1.1 | 0.38846 | $/therm/hr or $/m3/hr

## 24000001001
utility | type | period | basic_charge_limit (imperial) | basic_charge_limit (metric) | month_start | month_end | hour_start | hour_end | weekday_start | weekday_end | charge (imperial) | charge (metric) | units | Notes
electric | customer | [9 empty] | 600 | 600 | $/month
electric | energy |  | 0 | 0 | 1 | 5 | 0 | 7 | 0 | 4 | 0.05727 | 0.05727 | $/kWh
electric | energy |  | 0 | 0 | 1 | 5 | 7 | 11 | 0 | 4 | 0.08667 | 0.08667 | $/kWh
electric | energy |  | 0 | 0 | 1 | 5 | 11 | 17 | 0 | 4 | 0.07888 | 0.07888 | $/kWh
electric | energy |  | 0 | 0 | 1 | 5 | 17 | 21 | 0 | 4 | 0.08667 | 0.08667 | $/kWh
electric | energy |  | 0 | 0 | 1 | 5 | 21 | 24 | 0 | 4 | 0.05727 | 0.05727 | $/kWh
electric | energy |  | 0 | 0 | 1 | 5 | 0 | 24 | 5 | 6 | 0.05727 | 0.05727 | $/kWh
electric | energy |  | 0 | 0 | 6 | 9 | 0 | 7 | 0 | 4 | 0.05727 | 0.05727 | $/kWh
electric | energy |  | 0 | 0 | 6 | 9 | 7 | 10 | 0 | 4 | 0.07888 | 0.07888 | $/kWh
electric | energy |  | 0 | 0 | 6 | 9 | 10 | 20 | 0 | 4 | 0.08667 | 0.08667 | $/kWh
electric | energy |  | 0 | 0 | 6 | 9 | 20 | 23 | 0 | 4 | 0.07888 | 0.07888 | $/kWh
electric | energy |  | 0 | 0 | 6 | 9 | 23 | 24 | 0 | 4 | 0.05727 | 0.05727 | $/kWh
electric | energy |  | 0 | 0 | 6 | 9 | 0 | 24 | 5 | 6 | 0.05727 | 0.05727 | $/kWh
electric | energy |  | 0 | 0 | 10 | 12 | 0 | 7 | 0 | 4 | 0.05727 | 0.05727 | $/kWh
electric | energy |  | 0 | 0 | 10 | 12 | 7 | 11 | 0 | 4 | 0.07888 | 0.07888 | $/kWh
electric | energy |  | 0 | 0 | 10 | 12 | 11 | 17 | 0 | 4 | 0.08667 | 0.08667 | $/kWh
electric | energy |  | 0 | 0 | 10 | 12 | 17 | 21 | 0 | 4 | 0.07888 | 0.07888 | $/kWh
electric | energy |  | 0 | 0 | 10 | 12 | 21 | 24 | 0 | 4 | 0.05727 | 0.05727 | $/kWh
electric | energy |  | 0 | 0 | 10 | 12 | 0 | 24 | 5 | 6 | 0.05727 | 0.05727 | $/kWh
electric | demand | annual | 0 | 0 | 1 | 12 | 0 | 24 | 0 | 6 | 7.04 | 7.04 | $/kW
gas | customer | [9 empty] | 101.3 | 101.3 | $/month
gas | energy |  | 0 | 0 | 1 | 12 | 0 | 24 | 0 | 6 | 0.5363 | 0.18939 | $/therm or $/m3
gas | energy |  | 10000 | 28316.8 | 1 | 12 | 0 | 24 | 0 | 6 | 0.2851 | 0.10068 | $/therm or $/m3

## 42005016001
utility | type | period | basic_charge_limit (imperial) | basic_charge_limit (metric) | month_start | month_end | hour_start | hour_end | weekday_start | weekday_end | charge (imperial) | charge (metric) | units | Notes
electric | customer | [9 empty] | 41800 | 41800 | $/month
electric | energy |  | 0 | 0 | 1 | 12 | 0 | 24 | 0 | 6 | 0 | 0 | $/kWh | No energy charge so put zero to avoid errors in code
electric | demand | maximum | 0 | 0 | 1 | 12 | 0 | 24 | 0 | 6 | 0 | 0 | $/kW | No demand charges until 5000 kW is reached
electric | demand | maximum | 5000 | 5000 | 1 | 12 | 0 | 24 | 0 | 6 | 16.63 | 16.63 | $/kW

## 6005009001
utility | type | period | basic_charge_limit (imperial) | basic_charge_limit (metric) | month_start | month_end | hour_start | hour_end | weekday_start | weekday_end | charge (imperial) | charge (metric) | units | Notes
electric | customer | [9 empty] | 1514.6622 | 1514.6622 | $/month | Estimated from multiplying cost of 1 meter for 1 day by 30 days
electric | demand | peak-summer | 0 | 0 | 6 | 9 | 16 | 21 | 0 | 6 | 26.8 | 26.8 | $/kW
electric | demand | part-peak-summer | 0 | 0 | 6 | 9 | 14 | 16 | 0 | 6 | 5.32 | 5.32 | $/kW
electric | demand | part-peak-summer | 0 | 0 | 6 | 9 | 21 | 23 | 0 | 6 | 5.32 | 5.32 | $/kW
electric | demand | maximum | 0 | 0 | 1 | 12 | 0 | 24 | 0 | 6 | 20.7 | 20.7 | $/kW
electric | demand | peak-winter1 | 0 | 0 | 1 | 5 | 16 | 21 | 0 | 6 | 1.78 | 1.78 | $/kW
electric | demand | peak-winter2 | 0 | 0 | 10 | 12 | 16 | 21 | 0 | 6 | 1.78 | 1.78 | $/kW
electric | energy |  | 0 | 0 | 6 | 9 | 0 | 14 | 0 | 6 | 0.09816 | 0.09816 | $/kWh
electric | energy |  | 0 | 0 | 6 | 9 | 14 | 16 | 0 | 6 | 0.11735 | 0.11735 | $/kWh
electric | energy |  | 0 | 0 | 6 | 9 | 16 | 21 | 0 | 6 | 0.14484 | 0.14484 | $/kWh
electric | energy |  | 0 | 0 | 6 | 9 | 21 | 23 | 0 | 6 | 0.11735 | 0.11735 | $/kWh
electric | energy |  | 0 | 0 | 6 | 9 | 23 | 24 | 0 | 6 | 0.09816 | 0.09816 | $/kWh
electric | energy |  | 0 | 0 | 1 | 2 | 0 | 16 | 0 | 6 | 0.09822 | 0.09822 | $/kWh
electric | energy |  | 0 | 0 | 1 | 2 | 21 | 24 | 0 | 6 | 0.09822 | 0.09822 | $/kWh
electric | energy |  | 0 | 0 | 1 | 5 | 16 | 21 | 0 | 6 | 0.12734 | 0.12734 | $/kWh
electric | energy |  | 0 | 0 | 3 | 5 | 0 | 9 | 0 | 6 | 0.09822 | 0.09822 | $/kWh
electric | energy |  | 0 | 0 | 3 | 5 | 9 | 14 | 0 | 6 | 0.0569 | 0.0569 | $/kWh
electric | energy |  | 0 | 0 | 3 | 5 | 14 | 16 | 0 | 6 | 0.09822 | 0.09822 | $/kWh
electric | energy |  | 0 | 0 | 3 | 5 | 21 | 24 | 0 | 6 | 0.09822 | 0.09822 | $/kWh
electric | energy |  | 0 | 0 | 10 | 12 | 0 | 16 | 0 | 6 | 0.09822 | 0.09822 | $/kWh
electric | energy |  | 0 | 0 | 10 | 12 | 21 | 24 | 0 | 6 | 0.09822 | 0.09822 | $/kWh
electric | energy |  | 0 | 0 | 10 | 12 | 16 | 21 | 0 | 6 | 0.12734 | 0.12734 | $/kWh
gas | customer | [9 empty] | 148.6554 | 148.6554 | $/month | Estimated from multiplying cost for 1 day by 30 days
gas | energy |  | 0 | 0 | 1 | 3 | 0 | 24 | 0 | 6 | 1.6874 | 0.59589 | $/therm or $/m3
gas | energy |  | 0 | 0 | 4 | 10 | 0 | 24 | 0 | 6 | 1.5403 | 0.54396 | $/therm or $/m3
gas | energy |  | 0 | 0 | 11 | 12 | 0 | 24 | 0 | 6 | 1.6874 | 0.59589 | $/therm or $/m3
gas | energy |  | 4000 | 11326.72 | 1 | 3 | 0 | 24 | 0 | 6 | 1.3126 | 0.46354 | $/therm or $/m3
gas | energy |  | 4000 | 11326.72 | 4 | 10 | 0 | 24 | 0 | 6 | 1.2242 | 0.43232 | $/therm or $/m3
gas | energy |  | 4000 | 11326.72 | 11 | 12 | 0 | 24 | 0 | 6 | 1.3126 | 0.46354 | $/therm or $/m3

## 6002121001
utility | type | period | basic_charge_limit (imperial) | basic_charge_limit (metric) | month_start | month_end | hour_start | hour_end | weekday_start | weekday_end | charge (imperial) | charge (metric) | units | Notes
electric | customer | [9 empty] | 1514.6622 | 1514.6622 | $/month | Estimated from multiplying cost of 1 meter for 1 day by 30 days
electric | demand | peak-summer | 0 | 0 | 6 | 9 | 16 | 21 | 0 | 6 | 26.8 | 26.8 | $/kW
electric | demand | part-peak-summer | 0 | 0 | 6 | 9 | 14 | 16 | 0 | 6 | 5.32 | 5.32 | $/kW
electric | demand | part-peak-summer | 0 | 0 | 6 | 9 | 21 | 23 | 0 | 6 | 5.32 | 5.32 | $/kW
electric | demand | maximum | 0 | 0 | 1 | 12 | 0 | 24 | 0 | 6 | 20.7 | 20.7 | $/kW
electric | demand | peak-winter1 | 0 | 0 | 1 | 5 | 16 | 21 | 0 | 6 | 1.78 | 1.78 | $/kW
electric | demand | peak-winter2 | 0 | 0 | 10 | 12 | 16 | 21 | 0 | 6 | 1.78 | 1.78 | $/kW
electric | energy |  | 0 | 0 | 6 | 9 | 0 | 14 | 0 | 6 | 0.09816 | 0.09816 | $/kWh
electric | energy |  | 0 | 0 | 6 | 9 | 14 | 16 | 0 | 6 | 0.11735 | 0.11735 | $/kWh
electric | energy |  | 0 | 0 | 6 | 9 | 16 | 21 | 0 | 6 | 0.14484 | 0.14484 | $/kWh
electric | energy |  | 0 | 0 | 6 | 9 | 21 | 23 | 0 | 6 | 0.11735 | 0.11735 | $/kWh
electric | energy |  | 0 | 0 | 6 | 9 | 23 | 24 | 0 | 6 | 0.09816 | 0.09816 | $/kWh
electric | energy |  | 0 | 0 | 1 | 2 | 0 | 16 | 0 | 6 | 0.09822 | 0.09822 | $/kWh
electric | energy |  | 0 | 0 | 1 | 2 | 21 | 24 | 0 | 6 | 0.09822 | 0.09822 | $/kWh
electric | energy |  | 0 | 0 | 1 | 5 | 16 | 21 | 0 | 6 | 0.12734 | 0.12734 | $/kWh
electric | energy |  | 0 | 0 | 3 | 5 | 0 | 9 | 0 | 6 | 0.09822 | 0.09822 | $/kWh
electric | energy |  | 0 | 0 | 3 | 5 | 9 | 14 | 0 | 6 | 0.0569 | 0.0569 | $/kWh
electric | energy |  | 0 | 0 | 3 | 5 | 14 | 16 | 0 | 6 | 0.09822 | 0.09822 | $/kWh
electric | energy |  | 0 | 0 | 3 | 5 | 21 | 24 | 0 | 6 | 0.09822 | 0.09822 | $/kWh
electric | energy |  | 0 | 0 | 10 | 12 | 0 | 16 | 0 | 6 | 0.09822 | 0.09822 | $/kWh
electric | energy |  | 0 | 0 | 10 | 12 | 21 | 24 | 0 | 6 | 0.09822 | 0.09822 | $/kWh
electric | energy |  | 0 | 0 | 10 | 12 | 16 | 21 | 0 | 6 | 0.12734 | 0.12734 | $/kWh
gas | customer | [9 empty] | 148.6554 | 148.6554 | $/month | Estimated from multiplying cost for 1 day by 30 days
gas | energy |  | 0 | 0 | 1 | 3 | 0 | 24 | 0 | 6 | 1.6874 | 0.59589 | $/therm or $/m3
gas | energy |  | 0 | 0 | 4 | 10 | 0 | 24 | 0 | 6 | 1.5403 | 0.54396 | $/therm or $/m3
gas | energy |  | 0 | 0 | 11 | 12 | 0 | 24 | 0 | 6 | 1.6874 | 0.59589 | $/therm or $/m3
gas | energy |  | 4000 | 11326.72 | 1 | 3 | 0 | 24 | 0 | 6 | 1.3126 | 0.46354 | $/therm or $/m3
gas | energy |  | 4000 | 11326.72 | 4 | 10 | 0 | 24 | 0 | 6 | 1.2242 | 0.43232 | $/therm or $/m3
gas | energy |  | 4000 | 11326.72 | 11 | 12 | 0 | 24 | 0 | 6 | 1.3126 | 0.46354 | $/therm or $/m3

## 36002001012
utility | type | period | basic_charge_limit (imperial) | basic_charge_limit (metric) | month_start | month_end | hour_start | hour_end | weekday_start | weekday_end | charge (imperial) | charge (metric) | units | Notes
electric | customer | [9 empty] | 143.09 | 143.09 | $/month
electric | energy |  | 0 | 0 | 1 | 12 | 0 | 24 | 0 | 6 | 0.0079 | 0.0079 | $/kWh
electric | demand | winter-peak1 | 0 | 0 | 1 | 5 | 8 | 22 | 0 | 4 | 13.96 | 13.96 | $/kW
electric | demand | winter-all-hours1 | 0 | 0 | 1 | 5 | 0 | 24 | 0 | 6 | 4.21 | 4.21 | $/kW
electric | demand | summer-peak | 0 | 0 | 6 | 9 | 8 | 22 | 0 | 4 | 18.44 | 18.44 | $/kW
electric | demand | summer-super-peak | 0 | 0 | 6 | 9 | 8 | 18 | 0 | 4 | 9.15 | 9.15 | $/kW
electric | demand | summer-all-hours | 0 | 0 | 6 | 9 | 0 | 24 | 0 | 6 | 16.66 | 16.66 | $/kW
electric | demand | winter-peak2 | 0 | 0 | 10 | 12 | 8 | 22 | 0 | 4 | 13.96 | 13.96 | $/kW
electric | demand | winter-all-hours2 | 0 | 0 | 10 | 12 | 0 | 24 | 0 | 6 | 4.21 | 4.21 | $/kW
gas | energy |  | 0 | 0 | 1 | 12 | 0 | 24 | 0 | 6 | 250 | 88.2868 | $/therm or $/m3
gas | energy |  | 10 | 28.3168 | 1 | 12 | 0 | 24 | 0 | 6 | 0.2632 | 0.092948 | $/therm or $/m3

## 39001666002
utility | type | period | basic_charge_limit (imperial) | basic_charge_limit (metric) | month_start | month_end | hour_start | hour_end | weekday_start | weekday_end | charge (imperial) | charge (metric) | units | Notes
electric | customer | [9 empty] | 150 | 150 | $/month
electric | demand | maximum | 0 | 0 | 1 | 12 | 0 | 24 | 0 | 6 | 3.1365 | 3.1365 | $/kW | Includes Delivery Capital Recovery Rider
electric | energy |  | 0 | 0 | 1 | 5 | 0 | 6 | 0 | 4 | 0.038788 | 0.038788 | $/kWh | Includes Riders GCR, TSA, GEN, and Fuel
electric | energy |  | 0 | 0 | 1 | 5 | 6 | 12 | 0 | 4 | 0.051719 | 0.051719 | $/kWh | Time-of-day option selected for Rider GEN
electric | energy |  | 0 | 0 | 1 | 5 | 12 | 18 | 0 | 4 | 0.063071 | 0.063071 | $/kWh
electric | energy |  | 0 | 0 | 1 | 5 | 18 | 22 | 0 | 4 | 0.051719 | 0.051719 | $/kWh
electric | energy |  | 0 | 0 | 1 | 5 | 22 | 24 | 0 | 4 | 0.038788 | 0.038788 | $/kWh
electric | energy |  | 0 | 0 | 6 | 8 | 0 | 6 | 0 | 4 | 0.045877 | 0.045877 | $/kWh
electric | energy |  | 0 | 0 | 6 | 8 | 6 | 12 | 0 | 4 | 0.055368 | 0.055368 | $/kWh
electric | energy |  | 0 | 0 | 6 | 8 | 12 | 18 | 0 | 4 | 0.077251 | 0.077251 | $/kWh
electric | energy |  | 0 | 0 | 6 | 8 | 18 | 22 | 0 | 4 | 0.055368 | 0.055368 | $/kWh
electric | energy |  | 0 | 0 | 6 | 8 | 22 | 24 | 0 | 4 | 0.045877 | 0.045877 | $/kWh
electric | energy |  | 0 | 0 | 9 | 12 | 0 | 6 | 0 | 4 | 0.038788 | 0.038788 | $/kWh
electric | energy |  | 0 | 0 | 9 | 12 | 6 | 12 | 0 | 4 | 0.051719 | 0.051719 | $/kWh
electric | energy |  | 0 | 0 | 9 | 12 | 12 | 18 | 0 | 4 | 0.063071 | 0.063071 | $/kWh
electric | energy |  | 0 | 0 | 9 | 12 | 18 | 22 | 0 | 4 | 0.051719 | 0.051719 | $/kWh
electric | energy |  | 0 | 0 | 9 | 12 | 22 | 24 | 0 | 4 | 0.038788 | 0.038788 | $/kWh
electric | energy |  | 0 | 0 | 1 | 5 | 0 | 24 | 5 | 6 | 0.038788 | 0.038788 | $/kWh
electric | energy |  | 0 | 0 | 6 | 8 | 0 | 24 | 5 | 6 | 0.045877 | 0.045877 | $/kWh
electric | energy |  | 0 | 0 | 9 | 12 | 0 | 24 | 5 | 6 | 0.038788 | 0.038788 | $/kWh

## 34002065001
utility | type | period | basic_charge_limit (imperial) | basic_charge_limit (metric) | month_start | month_end | hour_start | hour_end | weekday_start | weekday_end | charge (imperial) | charge (metric) | units | Notes
electric | customer | [9 empty] | 52.56 | 52.56 | $/month
electric | demand | maximum | 0 | 0 | 1 | 12 | 0 | 24 | 0 | 6 | 1.86 | 1.86 | $/kW
electric | demand | winter | 0 | 0 | 1 | 5 | 8 | 20 | 0 | 4 | 5.09 | 5.09 | $/kW
electric | demand | summer | 0 | 0 | 6 | 9 | 8 | 20 | 0 | 4 | 5.48 | 5.48 | $/kW
electric | demand | winter | 0 | 0 | 10 | 12 | 8 | 20 | 0 | 4 | 5.09 | 5.09 | $/kW
electric | energy |  | 0 | 0 | 1 | 12 | 0 | 24 | 0 | 6 | 0.009275 | 0.009275 | $/kWh
gas | customer | [9 empty] | 17.75 | 17.75 | $/month
gas | energy |  | 0 | 0 | 1 | 12 | 0 | 24 | 0 | 6 | 0.32506 | 0.11479 | $/therm or $/m3

## 6009031001
utility | type | period | basic_charge_limit (imperial) | basic_charge_limit (metric) | month_start | month_end | hour_start | hour_end | weekday_start | weekday_end | charge (imperial) | charge (metric) | units | Notes
electric | customer | [9 empty] | 63.95 | 63.95 | $/month
electric | energy |  | 0 | 0 | 1 | 5 | 0 | 6 | 0 | 4 | 0.08575 | 0.08575 | $/kWh | Includes Schedule EECC for generation
electric | energy |  | 0 | 0 | 1 | 3 | 6 | 16 | 0 | 4 | 0.10988 | 0.10988 | $/kWh
electric | energy |  | 0 | 0 | 1 | 5 | 16 | 21 | 0 | 6 | 0.19314 | 0.19314 | $/kWh
electric | energy |  | 0 | 0 | 1 | 5 | 21 | 24 | 0 | 6 | 0.10988 | 0.10988 | $/kWh
electric | energy |  | 0 | 0 | 1 | 5 | 0 | 14 | 5 | 6 | 0.08575 | 0.08575 | $/kWh
electric | energy |  | 0 | 0 | 1 | 5 | 14 | 16 | 5 | 6 | 0.10988 | 0.10988 | $/kWh
electric | energy |  | 0 | 0 | 3 | 4 | 6 | 10 | 0 | 4 | 0.10988 | 0.10988 | $/kWh
electric | energy |  | 0 | 0 | 3 | 4 | 10 | 14 | 0 | 4 | 0.08575 | 0.08575 | $/kWh
electric | energy |  | 0 | 0 | 3 | 4 | 14 | 16 | 0 | 4 | 0.10988 | 0.10988 | $/kWh
electric | energy |  | 0 | 0 | 5 | 5 | 6 | 16 | 0 | 4 | 0.10988 | 0.10988 | $/kWh
electric | energy |  | 0 | 0 | 6 | 10 | 0 | 6 | 0 | 4 | 0.09395 | 0.09395 | $/kWh
electric | energy |  | 0 | 0 | 6 | 10 | 6 | 16 | 0 | 4 | 0.11304 | 0.11304 | $/kWh
electric | energy |  | 0 | 0 | 6 | 10 | 16 | 21 | 0 | 6 | 0.18181 | 0.18181 | $/kWh
electric | energy |  | 0 | 0 | 6 | 10 | 21 | 24 | 0 | 6 | 0.11304 | 0.11304 | $/kWh
electric | energy |  | 0 | 0 | 6 | 10 | 0 | 14 | 5 | 6 | 0.09395 | 0.09395 | $/kWh
electric | energy |  | 0 | 0 | 6 | 10 | 14 | 16 | 5 | 6 | 0.11304 | 0.11304 | $/kWh
electric | energy |  | 0 | 0 | 11 | 12 | 0 | 6 | 0 | 4 | 0.08575 | 0.08575 | $/kWh
electric | energy |  | 0 | 0 | 11 | 12 | 6 | 16 | 0 | 4 | 0.10988 | 0.10988 | $/kWh
electric | energy |  | 0 | 0 | 11 | 12 | 16 | 21 | 0 | 6 | 0.19314 | 0.19314 | $/kWh
electric | energy |  | 0 | 0 | 11 | 12 | 21 | 24 | 0 | 6 | 0.10988 | 0.10988 | $/kWh
electric | energy |  | 0 | 0 | 11 | 12 | 0 | 14 | 5 | 6 | 0.08575 | 0.08575 | $/kWh
electric | energy |  | 0 | 0 | 11 | 12 | 14 | 16 | 5 | 6 | 0.10988 | 0.10988 | $/kWh
electric | demand | maximum | 0 | 0 | 1 | 12 | 0 | 24 | 0 | 6 | 27.46 | 27.46 | $/kW
electric | demand | summer-peak | 0 | 0 | 1 | 5 | 16 | 21 | 0 | 6 | 23.12 | 23.12 | $/kW
electric | demand | summer-peak | 0 | 0 | 6 | 10 | 16 | 21 | 0 | 6 | 35.81 | 35.81 | $/kW | Includes Schedule EECC for generation
electric | demand | winter-peak | 0 | 0 | 11 | 12 | 16 | 21 | 0 | 6 | 23.12 | 23.12 | $/kW
gas | customer | [9 empty] | 10 | 10 | $/month
gas | energy |  | 0 | 0 | 1 | 12 | 0 | 24 | 0 | 6 | 1.3103 | 0.46274 | $/therm or $/m3
gas | energy |  | 1000 | 2831.68 | 1 | 12 | 0 | 24 | 0 | 6 | 1.058 | 0.37363 | $/therm or $/m3
gas | energy |  | 21000 | 59465.28 | 1 | 12 | 0 | 24 | 0 | 6 | 0.98671 | 0.34845 | $/therm or $/m3

## 42000094001
utility | type | period | basic_charge_limit (imperial) | basic_charge_limit (metric) | month_start | month_end | hour_start | hour_end | weekday_start | weekday_end | charge (imperial) | charge (metric) | units | Notes
electric | customer | [9 empty] | 295.95 | 295.95 | $/month | Rate-PD (Primary Distribution Power)
electric | energy |  | 0 | 0 | 1 | 12 | 0 | 24 | 0 | 6 | 0.0006 | 0.0006 | $/kWh
electric | demand | annual | 0 | 0 | 1 | 12 | 0 | 24 | 0 | 6 | 7.89 | 7.89 | $/kW

## 42000094002
utility | type | period | basic_charge_limit (imperial) | basic_charge_limit (metric) | month_start | month_end | hour_start | hour_end | weekday_start | weekday_end | charge (imperial) | charge (metric) | units | Notes
electric | customer | [9 empty] | 295.95 | 295.95 | $/month | Rate-PD (Primary Distribution Power)
electric | energy |  | 0 | 0 | 1 | 12 | 0 | 24 | 0 | 6 | 0.0006 | 0.0006 | $/kWh
electric | demand | annual | 0 | 0 | 1 | 12 | 0 | 24 | 0 | 6 | 7.89 | 7.89 | $/kW
gas | customer | [9 empty] | 73.6 | 73.6 | $/month
gas | energy |  | 0 | 0 | 1 | 12 | 0 | 24 | 0 | 6 | 0.82595 | 0.29168 | $/therm or $/m3

## 27000001001
utility | type | period | basic_charge_limit (imperial) | basic_charge_limit (metric) | month_start | month_end | hour_start | hour_end | weekday_start | weekday_end | charge (imperial) | charge (metric) | units | Notes
electric | customer | [9 empty] | 29.64 | 29.64 | $/month
electric | demand | winter-peak1 | 0 | 0 | 1 | 5 | 9 | 21 | 0 | 4 | 10.49 | 10.49 | $/kW
electric | demand | summer-peak | 0 | 0 | 6 | 9 | 9 | 21 | 0 | 4 | 14.79 | 14.79 | $/kW
electric | demand | winter-peak2 | 0 | 0 | 10 | 12 | 9 | 21 | 0 | 4 | 10.49 | 10.49 | $/kW
electric | demand | maximum | 0 | 0 | 1 | 12 | 0 | 24 | 0 | 6 | 1.55 | 1.55 | $/kW
electric | energy |  | 0 | 0 | 1 | 12 | 0 | 9 | 0 | 4 | 0.04095 | 0.04095 | $/kWh | Includes Fuel Clause Charge
electric | energy |  | 0 | 0 | 1 | 12 | 9 | 21 | 0 | 4 | 0.07589 | 0.07589 | $/kWh
electric | energy |  | 0 | 0 | 1 | 12 | 21 | 24 | 0 | 4 | 0.04095 | 0.04095 | $/kWh
electric | energy |  | 0 | 0 | 1 | 12 | 21 | 24 | 5 | 6 | 0.04095 | 0.04095 | $/kWh
electric | energy |  | 0 | 0 | 2 | 2 | 0 | 9 | 0 | 4 | 0.04333 | 0.04333 | $/kWh
electric | energy |  | 0 | 0 | 2 | 2 | 9 | 21 | 0 | 4 | 0.07956 | 0.07956 | $/kWh
electric | energy |  | 0 | 0 | 2 | 2 | 21 | 24 | 0 | 4 | 0.04333 | 0.04333 | $/kWh
electric | energy |  | 0 | 0 | 2 | 2 | 21 | 24 | 5 | 6 | 0.04333 | 0.04333 | $/kWh
electric | energy |  | 0 | 0 | 3 | 3 | 0 | 9 | 0 | 4 | 0.04416 | 0.04416 | $/kWh
electric | energy |  | 0 | 0 | 3 | 3 | 9 | 21 | 0 | 4 | 0.08082 | 0.08082 | $/kWh
electric | energy |  | 0 | 0 | 3 | 3 | 21 | 24 | 0 | 4 | 0.04416 | 0.04416 | $/kWh
electric | energy |  | 0 | 0 | 3 | 3 | 21 | 24 | 5 | 6 | 0.04416 | 0.04416 | $/kWh
electric | energy |  | 0 | 0 | 4 | 4 | 0 | 9 | 0 | 4 | 0.04528 | 0.04528 | $/kWh
electric | energy |  | 0 | 0 | 4 | 4 | 9 | 21 | 0 | 4 | 0.0825 | 0.0825 | $/kWh
electric | energy |  | 0 | 0 | 4 | 4 | 21 | 24 | 0 | 4 | 0.04528 | 0.04528 | $/kWh
electric | energy |  | 0 | 0 | 4 | 4 | 21 | 24 | 5 | 6 | 0.04528 | 0.04528 | $/kWh
electric | energy |  | 0 | 0 | 5 | 5 | 0 | 9 | 0 | 4 | 0.04833 | 0.04833 | $/kWh
electric | energy |  | 0 | 0 | 5 | 5 | 9 | 21 | 0 | 4 | 0.0872 | 0.0872 | $/kWh
electric | energy |  | 0 | 0 | 5 | 5 | 21 | 24 | 0 | 4 | 0.04833 | 0.04833 | $/kWh
electric | energy |  | 0 | 0 | 5 | 5 | 21 | 24 | 5 | 6 | 0.04833 | 0.04833 | $/kWh
electric | energy |  | 0 | 0 | 6 | 6 | 0 | 9 | 0 | 4 | 0.05138 | 0.05138 | $/kWh
electric | energy |  | 0 | 0 | 6 | 6 | 9 | 21 | 0 | 4 | 0.09188 | 0.09188 | $/kWh
electric | energy |  | 0 | 0 | 6 | 6 | 21 | 24 | 0 | 4 | 0.05138 | 0.05138 | $/kWh
electric | energy |  | 0 | 0 | 6 | 6 | 21 | 24 | 5 | 6 | 0.05138 | 0.05138 | $/kWh
electric | energy |  | 0 | 0 | 7 | 7 | 0 | 9 | 0 | 4 | 0.04712 | 0.04712 | $/kWh
electric | energy |  | 0 | 0 | 7 | 7 | 9 | 21 | 0 | 4 | 0.08536 | 0.08536 | $/kWh
electric | energy |  | 0 | 0 | 7 | 7 | 21 | 24 | 0 | 4 | 0.04712 | 0.04712 | $/kWh
electric | energy |  | 0 | 0 | 7 | 7 | 21 | 24 | 5 | 6 | 0.04712 | 0.04712 | $/kWh
electric | energy |  | 0 | 0 | 8 | 8 | 0 | 9 | 0 | 4 | 0.04652 | 0.04652 | $/kWh
electric | energy |  | 0 | 0 | 8 | 8 | 9 | 21 | 0 | 4 | 0.08446 | 0.08446 | $/kWh
electric | energy |  | 0 | 0 | 8 | 8 | 21 | 24 | 0 | 4 | 0.04652 | 0.04652 | $/kWh
electric | energy |  | 0 | 0 | 8 | 8 | 21 | 24 | 5 | 6 | 0.04652 | 0.04652 | $/kWh
electric | energy |  | 0 | 0 | 9 | 9 | 0 | 9 | 0 | 4 | 0.04698 | 0.04698 | $/kWh
electric | energy |  | 0 | 0 | 9 | 9 | 9 | 21 | 0 | 4 | 0.08513 | 0.08513 | $/kWh
electric | energy |  | 0 | 0 | 9 | 9 | 21 | 24 | 0 | 4 | 0.04698 | 0.04698 | $/kWh
electric | energy |  | 0 | 0 | 9 | 9 | 21 | 24 | 5 | 6 | 0.04698 | 0.04698 | $/kWh
electric | energy |  | 0 | 0 | 10 | 10 | 0 | 9 | 0 | 4 | 0.04747 | 0.04747 | $/kWh
electric | energy |  | 0 | 0 | 10 | 10 | 9 | 21 | 0 | 4 | 0.08588 | 0.08588 | $/kWh
electric | energy |  | 0 | 0 | 10 | 10 | 21 | 24 | 0 | 4 | 0.04747 | 0.04747 | $/kWh
electric | energy |  | 0 | 0 | 10 | 10 | 21 | 24 | 5 | 6 | 0.04747 | 0.04747 | $/kWh
electric | energy |  | 0 | 0 | 11 | 11 | 0 | 9 | 0 | 4 | 0.04538 | 0.04538 | $/kWh
electric | energy |  | 0 | 0 | 11 | 11 | 9 | 21 | 0 | 4 | 0.08269 | 0.08269 | $/kWh
electric | energy |  | 0 | 0 | 11 | 11 | 21 | 24 | 0 | 4 | 0.04538 | 0.04538 | $/kWh
electric | energy |  | 0 | 0 | 11 | 11 | 21 | 24 | 5 | 6 | 0.04538 | 0.04538 | $/kWh
electric | energy |  | 0 | 0 | 12 | 12 | 0 | 9 | 0 | 4 | 0.04381 | 0.04381 | $/kWh
electric | energy |  | 0 | 0 | 12 | 12 | 9 | 21 | 0 | 4 | 0.08029 | 0.08029 | $/kWh
electric | energy |  | 0 | 0 | 12 | 12 | 21 | 24 | 0 | 4 | 0.04381 | 0.04381 | $/kWh
electric | energy |  | 0 | 0 | 12 | 12 | 21 | 24 | 5 | 6 | 0.04381 | 0.04381 | $/kWh

## 55003100001
utility | type | period | basic_charge_limit (imperial) | basic_charge_limit (metric) | month_start | month_end | hour_start | hour_end | weekday_start | weekday_end | charge (imperial) | charge (metric) | units | Notes
electric | customer | [9 empty] | 592.803 | 592.803 | $/month
electric | energy |  | 0 | 0 | 1 | 5 | 10 | 22 | 0 | 4 | 0.07541 | 0.07541 | $/kWh | Includes cost of fuel adjustment
electric | energy |  | 0 | 0 | 6 | 9 | 10 | 22 | 0 | 4 | 0.08672 | 0.08672 | $/kWh
electric | energy |  | 0 | 0 | 10 | 12 | 10 | 22 | 0 | 4 | 0.07541 | 0.07541 | $/kWh
electric | energy |  | 0 | 0 | 1 | 12 | 0 | 10 | 0 | 4 | 0.05792 | 0.05792 | $/kWh
electric | energy |  | 0 | 0 | 1 | 12 | 22 | 24 | 0 | 4 | 0.05792 | 0.05792 | $/kWh
electric | energy |  | 0 | 0 | 1 | 12 | 0 | 24 | 5 | 6 | 0.05792 | 0.05792 | $/kWh
electric | demand | winter-peak1 | 0 | 0 | 1 | 5 | 10 | 22 | 0 | 4 | 12.733 | 12.733 | $/kW
electric | demand | summer-peak | 0 | 0 | 6 | 9 | 10 | 22 | 0 | 4 | 17.699 | 17.699 | $/kW
electric | demand | winter-peak2 | 0 | 0 | 10 | 12 | 10 | 22 | 0 | 4 | 12.733 | 12.733 | $/kW
electric | demand | maximum | 0 | 0 | 1 | 12 | 0 | 24 | 0 | 6 | 2.25 | 2.25 | $/kW
gas | customer | [9 empty] | 450 | 450 | $/month | Estimated from multiplying cost for 1 day by 30 days
gas | energy |  | 0 | 0 | 1 | 12 | 0 | 24 | 0 | 6 | 0.486 | 0.17163 | $/therm or $/m3

## 17000721009
utility | type | period | basic_charge_limit (imperial) | basic_charge_limit (metric) | month_start | month_end | hour_start | hour_end | weekday_start | weekday_end | charge (imperial) | charge (metric) | units | Notes
electric | customer | [9 empty] | 1199.8 | 1199.8 | $/month | Extra Large Load Delivery Class
electric | energy |  | 0 | 0 | 1 | 1 | 0 | 24 | 0 | 6 | 0.025678 | 0.025678 | $/kWh | Monthly average of day-ahead price
electric | energy |  | 0 | 0 | 2 | 2 | 0 | 24 | 0 | 6 | 0.04577 | 0.04577 | $/kWh | Monthly average of day-ahead price
electric | energy |  | 0 | 0 | 3 | 3 | 0 | 24 | 0 | 6 | 0.023946 | 0.023946 | $/kWh | Monthly average of day-ahead price
electric | energy |  | 0 | 0 | 4 | 4 | 0 | 24 | 0 | 6 | 0.027786 | 0.026576 | $/kWh | Monthly average of day-ahead price
electric | energy |  | 0 | 0 | 5 | 5 | 0 | 24 | 0 | 6 | 0.027636 | 0.026426 | $/kWh | Monthly average of day-ahead price
electric | energy |  | 0 | 0 | 6 | 6 | 0 | 24 | 0 | 6 | 0.033779 | 0.032569 | $/kWh | Monthly average of day-ahead price
electric | energy |  | 0 | 0 | 7 | 7 | 0 | 24 | 0 | 6 | 0.033779 | 0.032569 | $/kWh | Monthly average of day-ahead price
electric | energy |  | 0 | 0 | 8 | 8 | 0 | 24 | 0 | 6 | 0.044827 | 0.043617 | $/kWh | Monthly average of day-ahead price
electric | energy |  | 0 | 0 | 9 | 9 | 0 | 24 | 0 | 6 | 0.045797 | 0.044587 | $/kWh | Monthly average of day-ahead price
electric | energy |  | 0 | 0 | 10 | 10 | 0 | 24 | 0 | 6 | 0.057059 | 0.055849 | $/kWh | Monthly average of day-ahead price
electric | energy |  | 0 | 0 | 11 | 11 | 0 | 24 | 0 | 6 | 0.051392 | 0.050182 | $/kWh | Monthly average of day-ahead price
electric | energy |  | 0 | 0 | 12 | 12 | 0 | 24 | 0 | 6 | 0.034097 | 0.034097 | $/kWh | Monthly average of day-ahead price
electric | demand | maximum | 0 | 0 | 1 | 12 | 0 | 24 | 0 | 6 | 7.64 | 7.64 | $/kW | Rate DSPP

## 36002001001
utility | type | period | basic_charge_limit (imperial) | basic_charge_limit (metric) | month_start | month_end | hour_start | hour_end | weekday_start | weekday_end | charge (imperial) | charge (metric) | units | Notes
electric | customer | [9 empty] | 143.09 | 143.09 | $/month
electric | energy |  | 0 | 0 | 1 | 12 | 0 | 24 | 0 | 6 | 0.0079 | 0.0079 | $/kWh
electric | demand | winter-peak1 | 0 | 0 | 1 | 5 | 8 | 22 | 0 | 4 | 13.96 | 13.96 | $/kW
electric | demand | winter-all-hours1 | 0 | 0 | 1 | 5 | 0 | 24 | 0 | 6 | 4.21 | 4.21 | $/kW
electric | demand | summer-peak | 0 | 0 | 6 | 9 | 8 | 22 | 0 | 4 | 18.44 | 18.44 | $/kW
electric | demand | summer-super-peak | 0 | 0 | 6 | 9 | 8 | 18 | 0 | 4 | 9.15 | 9.15 | $/kW
electric | demand | summer-all-hours | 0 | 0 | 6 | 9 | 0 | 24 | 0 | 6 | 16.66 | 16.66 | $/kW
electric | demand | winter-peak2 | 0 | 0 | 10 | 12 | 8 | 22 | 0 | 4 | 13.96 | 13.96 | $/kW
electric | demand | winter-all-hours2 | 0 | 0 | 10 | 12 | 0 | 24 | 0 | 6 | 4.21 | 4.21 | $/kW
gas | energy |  | 0 | 0 | 1 | 12 | 0 | 24 | 0 | 6 | 32.9 | 11.6185 | $/therm or $/m3
gas | energy |  | 3 | 8.495 | 1 | 12 | 0 | 24 | 0 | 6 | 0.9223 | 0.32571 | $/therm or $/m3
gas | energy |  | 90 | 254.8512 | 1 | 12 | 0 | 24 | 0 | 6 | 0.484 | 0.17092 | $/therm or $/m3
gas | energy |  | 3000 | 8495.04 | 1 | 12 | 0 | 24 | 0 | 6 | 0.3335 | 0.11777 | $/therm or $/m3

## 36002001011
utility | type | period | basic_charge_limit (imperial) | basic_charge_limit (metric) | month_start | month_end | hour_start | hour_end | weekday_start | weekday_end | charge (imperial) | charge (metric) | units | Notes
electric | customer | [9 empty] | 143.09 | 143.09 | $/month
electric | energy |  | 0 | 0 | 1 | 12 | 0 | 24 | 0 | 6 | 0.0079 | 0.0079 | $/kWh
electric | demand | winter-peak1 | 0 | 0 | 1 | 5 | 8 | 22 | 0 | 4 | 13.96 | 13.96 | $/kW
electric | demand | winter-all-hours1 | 0 | 0 | 1 | 5 | 0 | 24 | 0 | 6 | 4.21 | 4.21 | $/kW
electric | demand | summer-peak | 0 | 0 | 6 | 9 | 8 | 22 | 0 | 4 | 18.44 | 18.44 | $/kW
electric | demand | summer-super-peak | 0 | 0 | 6 | 9 | 8 | 18 | 0 | 4 | 9.15 | 9.15 | $/kW
electric | demand | summer-all-hours | 0 | 0 | 6 | 9 | 0 | 24 | 0 | 6 | 16.66 | 16.66 | $/kW
electric | demand | winter-peak2 | 0 | 0 | 10 | 12 | 8 | 22 | 0 | 4 | 13.96 | 13.96 | $/kW
electric | demand | winter-all-hours2 | 0 | 0 | 10 | 12 | 0 | 24 | 0 | 6 | 4.21 | 4.21 | $/kW
gas | energy |  | 0 | 0 | 1 | 12 | 0 | 24 | 0 | 6 | 250 | 88.2868 | $/therm or $/m3
gas | energy |  | 10 | 28.3168 | 1 | 12 | 0 | 24 | 0 | 6 | 0.2632 | 0.092948 | $/therm or $/m3

## 34001082001
utility | type | period | basic_charge_limit (imperial) | basic_charge_limit (metric) | month_start | month_end | hour_start | hour_end | weekday_start | weekday_end | charge (imperial) | charge (metric) | units | Notes
electric | customer | [9 empty] | 392.35 | 392.35 | $/month
electric | energy |  | 0 | 0 | 1 | 12 | 0 | 24 | 0 | 6 | 0 | 0 | $/kWh | This really is zero
electric | demand | annual | 0 | 0 | 1 | 12 | 0 | 24 | 0 | 6 | 1.7531 | 1.7531 | $/kW | Assumed primary voltage
electric | demand | summer | 0 | 0 | 6 | 9 | 7 | 21 | 0 | 4 | 9.7321 | 9.7321 | $/kW

## 17000721007
utility | type | period | basic_charge_limit (imperial) | basic_charge_limit (metric) | month_start | month_end | hour_start | hour_end | weekday_start | weekday_end | charge (imperial) | charge (metric) | units | Notes
electric | customer | [9 empty] | 1199.8 | 1199.8 | $/month | Extra Large Load Delivery Class
electric | energy |  | 0 | 0 | 1 | 1 | 0 | 24 | 0 | 6 | 0.025678 | 0.025678 | $/kWh | Monthly average of day-ahead price
electric | energy |  | 0 | 0 | 2 | 2 | 0 | 24 | 0 | 6 | 0.04577 | 0.04577 | $/kWh | Monthly average of day-ahead price
electric | energy |  | 0 | 0 | 3 | 3 | 0 | 24 | 0 | 6 | 0.023946 | 0.023946 | $/kWh | Monthly average of day-ahead price
electric | energy |  | 0 | 0 | 4 | 4 | 0 | 24 | 0 | 6 | 0.027786 | 0.026576 | $/kWh | Monthly average of day-ahead price
electric | energy |  | 0 | 0 | 5 | 5 | 0 | 24 | 0 | 6 | 0.027636 | 0.026426 | $/kWh | Monthly average of day-ahead price
electric | energy |  | 0 | 0 | 6 | 6 | 0 | 24 | 0 | 6 | 0.033779 | 0.032569 | $/kWh | Monthly average of day-ahead price
electric | energy |  | 0 | 0 | 7 | 7 | 0 | 24 | 0 | 6 | 0.033779 | 0.032569 | $/kWh | Monthly average of day-ahead price
electric | energy |  | 0 | 0 | 8 | 8 | 0 | 24 | 0 | 6 | 0.044827 | 0.043617 | $/kWh | Monthly average of day-ahead price
electric | energy |  | 0 | 0 | 9 | 9 | 0 | 24 | 0 | 6 | 0.045797 | 0.044587 | $/kWh | Monthly average of day-ahead price
electric | energy |  | 0 | 0 | 10 | 10 | 0 | 24 | 0 | 6 | 0.057059 | 0.055849 | $/kWh | Monthly average of day-ahead price
electric | energy |  | 0 | 0 | 11 | 11 | 0 | 24 | 0 | 6 | 0.051392 | 0.050182 | $/kWh | Monthly average of day-ahead price
electric | energy |  | 0 | 0 | 12 | 12 | 0 | 24 | 0 | 6 | 0.034097 | 0.034097 | $/kWh | Monthly average of day-ahead price
electric | demand | maximum | 0 | 0 | 1 | 12 | 0 | 24 | 0 | 6 | 7.64 | 7.64 | $/kW | Rate DSPP

## 25000128001
utility | type | period | basic_charge_limit (imperial) | basic_charge_limit (metric) | month_start | month_end | hour_start | hour_end | weekday_start | weekday_end | charge (imperial) | charge (metric) | units | Notes
electric | customer | [9 empty] | 360 | 360 | $/month
electric | energy |  | 0 | 0 | 1 | 12 | 0 | 24 | 0 | 6 | 0.13947 | 0.13947 | $/kWh
electric | energy |  | 0 | 0 | 2 | 2 | 0 | 24 | 0 | 6 | 0.13972 | 0.13972 | $/kWh
electric | energy |  | 0 | 0 | 3 | 3 | 0 | 24 | 0 | 6 | 0.12887 | 0.12887 | $/kWh
electric | energy |  | 0 | 0 | 4 | 4 | 0 | 24 | 0 | 6 | 0.12633 | 0.12633 | $/kWh
electric | energy |  | 0 | 0 | 5 | 5 | 0 | 24 | 0 | 6 | 0.11847 | 0.11847 | $/kWh
electric | energy |  | 0 | 0 | 6 | 6 | 0 | 24 | 0 | 6 | 0.1116 | 0.1116 | $/kWh
electric | energy |  | 0 | 0 | 1 | 12 | 0 | 24 | 0 | 6 | 0.11751 | 0.11751 | $/kWh
electric | energy |  | 0 | 0 | 2 | 2 | 0 | 24 | 0 | 6 | 0.1155 | 0.1155 | $/kWh
electric | energy |  | 0 | 0 | 3 | 3 | 0 | 24 | 0 | 6 | 0.11289 | 0.11289 | $/kWh
electric | energy |  | 0 | 0 | 4 | 4 | 0 | 24 | 0 | 6 | 0.13171 | 0.13171 | $/kWh
electric | energy |  | 0 | 0 | 5 | 5 | 0 | 24 | 0 | 6 | 0.14711 | 0.14711 | $/kWh
electric | energy |  | 0 | 0 | 6 | 6 | 0 | 24 | 0 | 6 | 0.18329 | 0.18329 | $/kWh
electric | demand | winter1 | 0 | 0 | 1 | 5 | 0 | 24 | 0 | 6 | 20.4 | 20.4 | $/kW
electric | demand | summer | 0 | 0 | 6 | 9 | 0 | 24 | 0 | 6 | 29.62 | 29.62 | $/kW
electric | demand | winter2 | 0 | 0 | 10 | 12 | 0 | 24 | 0 | 6 | 20.4 | 20.4 | $/kW
gas | customer | [9 empty] | 125 | 125 | $/month
gas | energy |  | 0 | 0 | 1 | 4 | 0 | 24 | 0 | 6 | 0.3651 | 0.12893 | $/therm or $/m3
gas | energy |  | 0 | 0 | 5 | 9 | 0 | 24 | 0 | 6 | 0.3226 | 0.11393 | $/therm or $/m3
gas | energy |  | 0 | 0 | 10 | 12 | 0 | 24 | 0 | 6 | 0.3651 | 0.12893 | $/therm or $/m3

## 6004010001
utility | type | period | basic_charge_limit (imperial) | basic_charge_limit (metric) | month_start | month_end | hour_start | hour_end | weekday_start | weekday_end | charge (imperial) | charge (metric) | units | Notes
electric | customer | [9 empty] | 373.12 | 373.12 | $/month | Assumed 2 to 50 kV (typical primary voltage)
electric | demand | peak-summer | 0 | 0 | 6 | 9 | 16 | 21 | 0 | 4 | 4.13 | 4.13 | $/kW | Had to choose between high demand or high energy charges (Option D or Option E)
electric | demand | part-peak-winter1 | 0 | 0 | 1 | 5 | 16 | 21 | 0 | 4 | 1.03 | 1.03 | $/kW | This is hgh energy, low demand
electric | demand | part-peak-winter2 | 0 | 0 | 10 | 12 | 16 | 21 | 0 | 4 | 1.03 | 1.03 | $/kW
electric | demand | maximum | 0 | 0 | 1 | 12 | 0 | 24 | 0 | 6 | 11.26 | 11.26 | $/kW
electric | energy |  | 0 | 0 | 6 | 9 | 16 | 21 | 0 | 4 | 0.50403 | 0.50403 | $/kWh | Includes delivery and generation service
electric | energy |  | 0 | 0 | 6 | 9 | 0 | 16 | 0 | 6 | 0.12291 | 0.12291 | $/kWh
electric | energy |  | 0 | 0 | 6 | 9 | 21 | 24 | 0 | 6 | 0.12291 | 0.12291 | $/kWh
electric | energy |  | 0 | 0 | 6 | 9 | 16 | 21 | 5 | 6 | 0.185 | 0.185 | $/kWh
electric | energy |  | 0 | 0 | 1 | 5 | 16 | 21 | 0 | 6 | 0.15716 | 0.15716 | $/kWh
electric | energy |  | 0 | 0 | 1 | 5 | 0 | 8 | 0 | 6 | 0.09174 | 0.09174 | $/kWh
electric | energy |  | 0 | 0 | 1 | 5 | 21 | 24 | 0 | 6 | 0.09174 | 0.09174 | $/kWh
electric | energy |  | 0 | 0 | 1 | 5 | 8 | 16 | 0 | 6 | 0.08717 | 0.08717 | $/kWh
electric | energy |  | 0 | 0 | 10 | 12 | 16 | 21 | 0 | 6 | 0.15716 | 0.15716 | $/kWh
electric | energy |  | 0 | 0 | 10 | 12 | 0 | 8 | 0 | 6 | 0.09174 | 0.09174 | $/kWh
electric | energy |  | 0 | 0 | 10 | 12 | 21 | 24 | 0 | 6 | 0.09174 | 0.09174 | $/kWh
electric | energy |  | 0 | 0 | 10 | 12 | 8 | 16 | 0 | 6 | 0.08717 | 0.08717 | $/kWh
gas | customer | [9 empty] | 14.7945 | 14.7945 | $/month | Estimated from multiplying cost of 1 meter for 1 day by 30 days
gas | energy |  | 0 | 0 | 1 | 12 | 0 | 24 | 0 | 6 | 1.6166 | 0.5709 | $/therm or $/m3
gas | energy |  | 250 | 707.92 | 1 | 12 | 0 | 24 | 0 | 6 | 1.1773 | 0.41576 | $/therm or $/m3
gas | energy |  | 4167 | 11799.6106 | 1 | 12 | 0 | 24 | 0 | 6 | 0.88276 | 0.31174 | $/therm or $/m3

## 6004009001
utility | type | period | basic_charge_limit (imperial) | basic_charge_limit (metric) | month_start | month_end | hour_start | hour_end | weekday_start | weekday_end | charge (imperial) | charge (metric) | units | Notes
electric | customer | [9 empty] | 373.12 | 373.12 | $/month | Assumed 2 to 50 kV (typical primary voltage)
electric | demand | peak-summer | 0 | 0 | 6 | 9 | 16 | 21 | 0 | 4 | 4.13 | 4.13 | $/kW | Had to choose between high demand or high energy charges (Option D or Option E)
electric | demand | part-peak-winter1 | 0 | 0 | 1 | 5 | 16 | 21 | 0 | 4 | 1.03 | 1.03 | $/kW | This is hgh energy, low demand
electric | demand | part-peak-winter2 | 0 | 0 | 10 | 12 | 16 | 21 | 0 | 4 | 1.03 | 1.03 | $/kW
electric | demand | maximum | 0 | 0 | 1 | 12 | 0 | 24 | 0 | 6 | 11.26 | 11.26 | $/kW
electric | energy |  | 0 | 0 | 6 | 9 | 16 | 21 | 0 | 4 | 0.50403 | 0.50403 | $/kWh | Includes delivery and generation service
electric | energy |  | 0 | 0 | 6 | 9 | 0 | 16 | 0 | 6 | 0.12291 | 0.12291 | $/kWh
electric | energy |  | 0 | 0 | 6 | 9 | 21 | 24 | 0 | 6 | 0.12291 | 0.12291 | $/kWh
electric | energy |  | 0 | 0 | 6 | 9 | 16 | 21 | 5 | 6 | 0.185 | 0.185 | $/kWh
electric | energy |  | 0 | 0 | 1 | 5 | 16 | 21 | 0 | 6 | 0.15716 | 0.15716 | $/kWh
electric | energy |  | 0 | 0 | 1 | 5 | 0 | 8 | 0 | 6 | 0.09174 | 0.09174 | $/kWh
electric | energy |  | 0 | 0 | 1 | 5 | 21 | 24 | 0 | 6 | 0.09174 | 0.09174 | $/kWh
electric | energy |  | 0 | 0 | 1 | 5 | 8 | 16 | 0 | 6 | 0.08717 | 0.08717 | $/kWh
electric | energy |  | 0 | 0 | 10 | 12 | 16 | 21 | 0 | 6 | 0.15716 | 0.15716 | $/kWh
electric | energy |  | 0 | 0 | 10 | 12 | 0 | 8 | 0 | 6 | 0.09174 | 0.09174 | $/kWh
electric | energy |  | 0 | 0 | 10 | 12 | 21 | 24 | 0 | 6 | 0.09174 | 0.09174 | $/kWh
electric | energy |  | 0 | 0 | 10 | 12 | 8 | 16 | 0 | 6 | 0.08717 | 0.08717 | $/kWh
gas | customer | [9 empty] | 14.7945 | 14.7945 | $/month | Estimated from multiplying cost of 1 meter for 1 day by 30 days
gas | energy |  | 0 | 0 | 1 | 12 | 0 | 24 | 0 | 6 | 1.6166 | 0.5709 | $/therm or $/m3
gas | energy |  | 250 | 707.92 | 1 | 12 | 0 | 24 | 0 | 6 | 1.1773 | 0.41576 | $/therm or $/m3
gas | energy |  | 4167 | 11799.6106 | 1 | 12 | 0 | 24 | 0 | 6 | 0.88276 | 0.31174 | $/therm or $/m3

## 11000001001
utility | type | period | basic_charge_limit (imperial) | basic_charge_limit (metric) | month_start | month_end | hour_start | hour_end | weekday_start | weekday_end | charge (imperial) | charge (metric) | units | Notes
electric | customer | [9 empty] | 197.49 | 197.49 | $/month | Estimated from multiplying cost of 1 meter for 1 day by 30 days
electric | demand | maximum | 0 | 0 | 1 | 12 | 0 | 24 | 0 | 6 | 1.1589 | 1.1589 | $/kW
electric | demand | on-peak | 0 | 0 | 6 | 10 | 12 | 20 | 0 | 4 | 11.0339 | 11.0339 | $/kW | Includes Transmission and Distribution charges
electric | energy |  | 0 | 0 | 1 | 5 | 0 | 8 | 0 | 4 | 0.11456 | 0.11456 | $/kWh | Includes Generation, Transmission, and Distribution charges
electric | energy |  | 0 | 0 | 1 | 5 | 8 | 12 | 0 | 4 | 0.11868 | 0.11868 | $/kWh
electric | energy |  | 0 | 0 | 1 | 5 | 12 | 20 | 0 | 4 | 0.11793 | 0.11793 | $/kWh
electric | energy |  | 0 | 0 | 1 | 5 | 20 | 24 | 0 | 4 | 0.11868 | 0.11868 | $/kWh
electric | energy |  | 0 | 0 | 1 | 5 | 0 | 24 | 5 | 6 | 0.11456 | 0.11456 | $/kWh
electric | energy |  | 0 | 0 | 6 | 10 | 0 | 8 | 0 | 4 | 0.10813 | 0.10813 | $/kWh
electric | energy |  | 0 | 0 | 6 | 10 | 8 | 12 | 0 | 4 | 0.11371 | 0.11371 | $/kWh
electric | energy |  | 0 | 0 | 6 | 10 | 12 | 20 | 0 | 4 | 0.12312 | 0.12312 | $/kWh
electric | energy |  | 0 | 0 | 6 | 10 | 20 | 24 | 0 | 4 | 0.11371 | 0.11371 | $/kWh
electric | energy |  | 0 | 0 | 6 | 10 | 0 | 24 | 5 | 6 | 0.10813 | 0.10813 | $/kWh
electric | energy |  | 0 | 0 | 11 | 12 | 0 | 8 | 0 | 4 | 0.1162 | 0.1162 | $/kWh
electric | energy |  | 0 | 0 | 11 | 12 | 8 | 12 | 0 | 4 | 0.12166 | 0.12166 | $/kWh
electric | energy |  | 0 | 0 | 11 | 12 | 12 | 20 | 0 | 4 | 0.12116 | 0.12116 | $/kWh
electric | energy |  | 0 | 0 | 11 | 12 | 20 | 24 | 0 | 4 | 0.12166 | 0.12166 | $/kWh
electric | energy |  | 0 | 0 | 11 | 12 | 0 | 24 | 5 | 6 | 0.1162 | 0.1162 | $/kWh
gas | customer | [9 empty] | 63.7 | 63.7 | $/month
gas | energy |  | 0 | 0 | 1 | 12 | 0 | 24 | 0 | 6 | 0.4006 | 0.14147 | $/therm or $/m3
gas | demand | maximum | 0 | 0 | 1 | 12 | 0 | 24 | 0 | 6 | 0.0352 | 0.012431 | $/therm/hr or $/m3/hr

## 26000596001
utility | type | period | basic_charge_limit (imperial) | basic_charge_limit (metric) | month_start | month_end | hour_start | hour_end | weekday_start | weekday_end | charge (imperial) | charge (metric) | units | Notes
electric | customer | [9 empty] | 13.67 | 13.67 | $/month | Estimated from multiplying cost of 1 meter for 1 day by 30 days
electric | demand | off-peak | 0 | 0 | 1 | 12 | 0 | 11 | 0 | 4 | 7.5756 | 7.5756 | $/kW
electric | demand | on-peak | 0 | 0 | 1 | 12 | 11 | 19 | 0 | 4 | 34.09 | 34.09 | $/kW
electric | demand | off-peak | 0 | 0 | 1 | 12 | 19 | 24 | 0 | 4 | 7.5756 | 7.5756 | $/kW
electric | demand | off-peak | 0 | 0 | 1 | 12 | 0 | 24 | 5 | 6 | 7.5756 | 7.5756 | $/kW
electric | energy |  | 0 | 0 | 1 | 12 | 0 | 24 | 0 | 6 | 0.04171 | 0.04171 | $/kWh

## 17000721001
utility | type | period | basic_charge_limit (imperial) | basic_charge_limit (metric) | month_start | month_end | hour_start | hour_end | weekday_start | weekday_end | charge (imperial) | charge (metric) | units | Notes
electric | customer | [9 empty] | 1199.8 | 1199.8 | $/month | Extra Large Load Delivery Class
electric | energy |  | 0 | 0 | 1 | 1 | 0 | 24 | 0 | 6 | 0.025678 | 0.025678 | $/kWh | Monthly average of day-ahead price
electric | energy |  | 0 | 0 | 2 | 2 | 0 | 24 | 0 | 6 | 0.04577 | 0.04577 | $/kWh | Monthly average of day-ahead price
electric | energy |  | 0 | 0 | 3 | 3 | 0 | 24 | 0 | 6 | 0.023946 | 0.023946 | $/kWh | Monthly average of day-ahead price
electric | energy |  | 0 | 0 | 4 | 4 | 0 | 24 | 0 | 6 | 0.027786 | 0.026576 | $/kWh | Monthly average of day-ahead price
electric | energy |  | 0 | 0 | 5 | 5 | 0 | 24 | 0 | 6 | 0.027636 | 0.026426 | $/kWh | Monthly average of day-ahead price
electric | energy |  | 0 | 0 | 6 | 6 | 0 | 24 | 0 | 6 | 0.033779 | 0.032569 | $/kWh | Monthly average of day-ahead price
electric | energy |  | 0 | 0 | 7 | 7 | 0 | 24 | 0 | 6 | 0.033779 | 0.032569 | $/kWh | Monthly average of day-ahead price
electric | energy |  | 0 | 0 | 8 | 8 | 0 | 24 | 0 | 6 | 0.044827 | 0.043617 | $/kWh | Monthly average of day-ahead price
electric | energy |  | 0 | 0 | 9 | 9 | 0 | 24 | 0 | 6 | 0.045797 | 0.044587 | $/kWh | Monthly average of day-ahead price
electric | energy |  | 0 | 0 | 10 | 10 | 0 | 24 | 0 | 6 | 0.057059 | 0.055849 | $/kWh | Monthly average of day-ahead price
electric | energy |  | 0 | 0 | 11 | 11 | 0 | 24 | 0 | 6 | 0.051392 | 0.050182 | $/kWh | Monthly average of day-ahead price
electric | energy |  | 0 | 0 | 12 | 12 | 0 | 24 | 0 | 6 | 0.034097 | 0.034097 | $/kWh | Monthly average of day-ahead price
electric | demand | maximum | 0 | 0 | 1 | 12 | 0 | 24 | 0 | 6 | 7.64 | 7.64 | $/kW | Rate DSPP