## 12000053001
utility | type | period | basic_charge_limit (imperial) | basic_charge_limit (metric) | month_start | month_end | hour_start | hour_end | weekday_start | weekday_end | charge (imperial) | charge (metric) | units | Notes
electric | customer | [9 empty] | 130.44 | 130.44 | $/month
electric | energy |  | 0 | 0 | 1 | 3 | 0 | 6 | 0 | 4 | 0.05413 | 0.05413 | $/kWh | Includes fuel cost and environmental charge
electric | energy |  | 0 | 0 | 1 | 3 | 6 | 10 | 0 | 4 | 0.07793 | 0.07793 | $/kWh | Includes fuel cost and environmental charge
electric | energy |  | 0 | 0 | 1 | 3 | 10 | 18 | 0 | 4 | 0.05413 | 0.05413 | $/kWh | Includes fuel cost and environmental charge
electric | energy |  | 0 | 0 | 1 | 3 | 18 | 22 | 0 | 4 | 0.07793 | 0.07793 | $/kWh | Includes fuel cost and environmental charge
electric | energy |  | 0 | 0 | 1 | 3 | 22 | 24 | 0 | 4 | 0.05413 | 0.05413 | $/kWh | Includes fuel cost and environmental charge
electric | energy |  | 0 | 0 | 4 | 10 | 0 | 12 | 0 | 4 | 0.05413 | 0.05413 | $/kWh | Includes fuel cost and environmental charge
electric | energy |  | 0 | 0 | 4 | 10 | 12 | 21 | 0 | 4 | 0.07793 | 0.07793 | $/kWh | Includes fuel cost and environmental charge
electric | energy |  | 0 | 0 | 4 | 10 | 21 | 24 | 0 | 4 | 0.05413 | 0.05413 | $/kWh | Includes fuel cost and environmental charge
electric | energy |  | 0 | 0 | 11 | 12 | 0 | 6 | 0 | 4 | 0.05413 | 0.05413 | $/kWh | Includes fuel cost and environmental charge
electric | energy |  | 0 | 0 | 11 | 12 | 6 | 10 | 0 | 4 | 0.07793 | 0.07793 | $/kWh | Includes fuel cost and environmental charge
electric | energy |  | 0 | 0 | 11 | 12 | 10 | 18 | 0 | 4 | 0.05413 | 0.05413 | $/kWh | Includes fuel cost and environmental charge
electric | energy |  | 0 | 0 | 11 | 12 | 18 | 22 | 0 | 4 | 0.07793 | 0.07793 | $/kWh | Includes fuel cost and environmental charge
electric | energy |  | 0 | 0 | 11 | 12 | 22 | 24 | 0 | 4 | 0.05413 | 0.05413 | $/kWh | Includes fuel cost and environmental charge
electric | energy |  | 0 | 0 | 1 | 12 | 0 | 24 | 5 | 6 | 0.05413 | 0.05413 | $/kWh | Includes fuel cost and environmental charge
electric | demand | winter-peak1 | 0 | 0 | 1 | 3 | 6 | 10 | 0 | 4 | 7.14 | 7.14 | $/kW
electric | demand | winter-peak1 | 0 | 0 | 1 | 3 | 18 | 22 | 0 | 4 | 7.14 | 7.14 | $/kW
electric | demand | summer-peak | 0 | 0 | 4 | 10 | 12 | 21 | 0 | 4 | 7.14 | 7.14 | $/kW
electric | demand | winter-peak2 | 0 | 0 | 11 | 12 | 6 | 10 | 0 | 4 | 7.14 | 7.14 | $/kW
electric | demand | winter-peak2 | 0 | 0 | 11 | 12 | 18 | 22 | 0 | 4 | 7.14 | 7.14 | $/kW
electric | demand | off-peak | 0 | 0 | 1 | 12 | 0 | 24 | 0 | 6 | 5.33 | 5.33 | $/kW
gas | customer | [9 empty] | 420 | 420 | $/month
gas | energy |  | 0 | 0 | 1 | 12 | 0 | 24 | 0 | 6 | 0.21781 | 0.076919 | $/therm or $/m3

## 48003033002
utility | type | period | basic_charge_limit (imperial) | basic_charge_limit (metric) | month_start | month_end | hour_start | hour_end | weekday_start | weekday_end | charge (imperial) | charge (metric) | units | Notes
electric | customer | [9 empty] | 2200 | 2200 | $/month
electric | energy |  | 0 | 0 | 1 | 12 | 0 | 24 | 0 | 6 | 0.03161 | 0.03161 | $/kWh
electric | demand | maximum | 0 | 0 | 1 | 12 | 0 | 24 | 0 | 6 | 16.42 | 16.42 | $/kW

## 31001825002
utility | type | period | basic_charge_limit (imperial) | basic_charge_limit (metric) | month_start | month_end | hour_start | hour_end | weekday_start | weekday_end | charge (imperial) | charge (metric) | units | Notes
electric | customer | [9 empty] | 115.31 | 115.31 | $/month
electric | energy |  | 0 | 0 | 1 | 5 | 0 | 24 | 0 | 6 | 0.04306 | 0.04306 | $/kWh | Includes FPPA
electric | energy |  | 300 | 300 | 1 | 5 | 0 | 24 | 0 | 6 | 0.03786 | 0.03786 | $/kWh | Includes FPPA
electric | energy |  | 0 | 0 | 6 | 9 | 0 | 24 | 0 | 6 | 0.05686 | 0.05686 | $/kWh | Includes FPPA
electric | energy |  | 300 | 300 | 6 | 9 | 0 | 24 | 0 | 6 | 0.05226 | 0.05226 | $/kWh | Includes FPPA
electric | energy |  | 0 | 0 | 10 | 12 | 0 | 24 | 0 | 6 | 0.04306 | 0.04306 | $/kWh | Includes FPPA
electric | energy |  | 300 | 300 | 10 | 12 | 0 | 24 | 0 | 6 | 0.03786 | 0.03786 | $/kWh | Includes FPPA
electric | demand | maximum | 0 | 0 | 1 | 12 | 0 | 24 | 0 | 6 | 10.17 | 10.17 | $/kW

## 36001010001
utility | type | period | basic_charge_limit (imperial) | basic_charge_limit (metric) | month_start | month_end | hour_start | hour_end | weekday_start | weekday_end | charge (imperial) | charge (metric) | units | Notes
electric | customer | [9 empty] | 567.6 | 567.6 | $/month | Estimated from multiplying cost of 1 meter for 1 day by 30 days
electric | energy |  | 0 | 0 | 1 | 1 | 0 | 7 | 0 | 6 | 0.093817 | 0.093817 | $/kWh | Includes monthly average Power Supply Charge
electric | energy |  | 0 | 0 | 1 | 1 | 7 | 24 | 0 | 6 | 0.11232 | 0.11232 | $/kWh | Includes monthly average Power Supply Charge
electric | energy |  | 0 | 0 | 2 | 2 | 0 | 7 | 0 | 6 | 0.098651 | 0.098651 | $/kWh | Includes monthly average Power Supply Charge
electric | energy |  | 0 | 0 | 2 | 2 | 7 | 24 | 0 | 6 | 0.11715 | 0.11715 | $/kWh | Includes monthly average Power Supply Charge
electric | energy |  | 0 | 0 | 3 | 3 | 0 | 7 | 0 | 6 | 0.10994 | 0.10994 | $/kWh | Includes monthly average Power Supply Charge
electric | energy |  | 0 | 0 | 3 | 3 | 7 | 24 | 0 | 6 | 0.12844 | 0.12844 | $/kWh | Includes monthly average Power Supply Charge
electric | energy |  | 0 | 0 | 4 | 4 | 0 | 7 | 0 | 6 | 0.117 | 0.117 | $/kWh | Includes monthly average Power Supply Charge
electric | energy |  | 0 | 0 | 4 | 4 | 7 | 24 | 0 | 6 | 0.1355 | 0.1355 | $/kWh | Includes monthly average Power Supply Charge
electric | energy |  | 0 | 0 | 5 | 5 | 0 | 7 | 0 | 6 | 0.11438 | 0.11438 | $/kWh | Includes monthly average Power Supply Charge
electric | energy |  | 0 | 0 | 5 | 5 | 7 | 24 | 0 | 6 | 0.13288 | 0.13288 | $/kWh | Includes monthly average Power Supply Charge
electric | energy |  | 0 | 0 | 6 | 6 | 0 | 7 | 0 | 6 | 0.11328 | 0.11328 | $/kWh | Includes monthly average Power Supply Charge
electric | energy |  | 0 | 0 | 6 | 6 | 7 | 10 | 0 | 5 | 0.13178 | 0.13178 | $/kWh | Includes monthly average Power Supply Charge
electric | energy |  | 0 | 0 | 6 | 6 | 10 | 22 | 0 | 5 | 0.14408 | 0.14408 | $/kWh | Includes monthly average Power Supply Charge
electric | energy |  | 0 | 0 | 6 | 6 | 22 | 24 | 0 | 5 | 0.13178 | 0.13178 | $/kWh | Includes monthly average Power Supply Charge
electric | energy |  | 0 | 0 | 6 | 6 | 7 | 24 | 6 | 6 | 0.13178 | 0.13178 | $/kWh | Includes monthly average Power Supply Charge
electric | energy |  | 0 | 0 | 7 | 7 | 0 | 7 | 0 | 6 | 0.10778 | 0.10778 | $/kWh | Includes monthly average Power Supply Charge
electric | energy |  | 0 | 0 | 7 | 7 | 7 | 10 | 0 | 5 | 0.12628 | 0.12628 | $/kWh | Includes monthly average Power Supply Charge
electric | energy |  | 0 | 0 | 7 | 7 | 10 | 22 | 0 | 5 | 0.13858 | 0.13858 | $/kWh | Includes monthly average Power Supply Charge
electric | energy |  | 0 | 0 | 7 | 7 | 22 | 24 | 0 | 5 | 0.12628 | 0.12628 | $/kWh | Includes monthly average Power Supply Charge
electric | energy |  | 0 | 0 | 7 | 7 | 7 | 24 | 6 | 6 | 0.12628 | 0.12628 | $/kWh | Includes monthly average Power Supply Charge
electric | energy |  | 0 | 0 | 8 | 8 | 0 | 7 | 0 | 6 | 0.11511 | 0.11511 | $/kWh | Includes monthly average Power Supply Charge
electric | energy |  | 0 | 0 | 8 | 8 | 7 | 10 | 0 | 5 | 0.13361 | 0.13361 | $/kWh | Includes monthly average Power Supply Charge
electric | energy |  | 0 | 0 | 8 | 8 | 10 | 22 | 0 | 5 | 0.14591 | 0.14591 | $/kWh | Includes monthly average Power Supply Charge
electric | energy |  | 0 | 0 | 8 | 8 | 22 | 24 | 0 | 5 | 0.13361 | 0.13361 | $/kWh | Includes monthly average Power Supply Charge
electric | energy |  | 0 | 0 | 8 | 8 | 7 | 24 | 6 | 6 | 0.13361 | 0.13361 | $/kWh | Includes monthly average Power Supply Charge
electric | energy |  | 0 | 0 | 9 | 9 | 0 | 7 | 0 | 6 | 0.12021 | 0.12021 | $/kWh | Includes monthly average Power Supply Charge
electric | energy |  | 0 | 0 | 9 | 9 | 7 | 10 | 0 | 5 | 0.13871 | 0.13871 | $/kWh | Includes monthly average Power Supply Charge
electric | energy |  | 0 | 0 | 9 | 9 | 10 | 22 | 0 | 5 | 0.15101 | 0.15101 | $/kWh | Includes monthly average Power Supply Charge
electric | energy |  | 0 | 0 | 9 | 9 | 22 | 24 | 0 | 5 | 0.13871 | 0.13871 | $/kWh | Includes monthly average Power Supply Charge
electric | energy |  | 0 | 0 | 9 | 9 | 7 | 24 | 6 | 6 | 0.13871 | 0.13871 | $/kWh | Includes monthly average Power Supply Charge
electric | energy |  | 0 | 0 | 10 | 10 | 0 | 7 | 0 | 6 | 0.11714 | 0.11714 | $/kWh | Includes monthly average Power Supply Charge
electric | energy |  | 0 | 0 | 10 | 10 | 7 | 24 | 0 | 6 | 0.13564 | 0.13564 | $/kWh | Includes monthly average Power Supply Charge
electric | energy |  | 0 | 0 | 11 | 11 | 0 | 7 | 0 | 6 | 0.11798 | 0.11798 | $/kWh | Includes monthly average Power Supply Charge
electric | energy |  | 0 | 0 | 11 | 11 | 7 | 24 | 0 | 6 | 0.13648 | 0.13648 | $/kWh | Includes monthly average Power Supply Charge
electric | energy |  | 0 | 0 | 12 | 12 | 0 | 7 | 0 | 6 | 0.12221 | 0.12221 | $/kWh | Includes monthly average Power Supply Charge
electric | energy |  | 0 | 0 | 12 | 12 | 7 | 24 | 0 | 6 | 0.14071 | 0.14071 | $/kWh | Includes monthly average Power Supply Charge
electric | demand | off-peak | 0 | 0 | 1 | 12 | 0 | 7 | 0 | 6 | 0 | 0 | $/kW
electric | demand | winter-mid-peak1 | 0 | 0 | 1 | 5 | 7 | 24 | 0 | 6 | 6.28 | 6.28 | $/kW
electric | demand | summer-mid-peak | 0 | 0 | 6 | 9 | 7 | 10 | 0 | 5 | 6.28 | 6.28 | $/kW
electric | demand | summer-max-peak | 0 | 0 | 6 | 9 | 10 | 22 | 0 | 5 | 25.63 | 25.63 | $/kW
electric | demand | summer-mid-peak | 0 | 0 | 6 | 9 | 22 | 24 | 0 | 5 | 6.28 | 6.28 | $/kW
electric | demand | winter-mid-peak2 | 0 | 0 | 1 | 5 | 7 | 24 | 0 | 6 | 6.28 | 6.28 | $/kW

## 36001010017
utility | type | period | basic_charge_limit (imperial) | basic_charge_limit (metric) | month_start | month_end | hour_start | hour_end | weekday_start | weekday_end | charge (imperial) | charge (metric) | units | Notes
electric | customer | [9 empty] | 567.6 | 567.6 | $/month | Estimated from multiplying cost of 1 meter for 1 day by 30 days
electric | energy |  | 0 | 0 | 1 | 1 | 0 | 7 | 0 | 6 | 0.093817 | 0.093817 | $/kWh | Includes monthly average Power Supply Charge
electric | energy |  | 0 | 0 | 1 | 1 | 7 | 24 | 0 | 6 | 0.11232 | 0.11232 | $/kWh | Includes monthly average Power Supply Charge
electric | energy |  | 0 | 0 | 2 | 2 | 0 | 7 | 0 | 6 | 0.098651 | 0.098651 | $/kWh | Includes monthly average Power Supply Charge
electric | energy |  | 0 | 0 | 2 | 2 | 7 | 24 | 0 | 6 | 0.11715 | 0.11715 | $/kWh | Includes monthly average Power Supply Charge
electric | energy |  | 0 | 0 | 3 | 3 | 0 | 7 | 0 | 6 | 0.10994 | 0.10994 | $/kWh | Includes monthly average Power Supply Charge
electric | energy |  | 0 | 0 | 3 | 3 | 7 | 24 | 0 | 6 | 0.12844 | 0.12844 | $/kWh | Includes monthly average Power Supply Charge
electric | energy |  | 0 | 0 | 4 | 4 | 0 | 7 | 0 | 6 | 0.117 | 0.117 | $/kWh | Includes monthly average Power Supply Charge
electric | energy |  | 0 | 0 | 4 | 4 | 7 | 24 | 0 | 6 | 0.1355 | 0.1355 | $/kWh | Includes monthly average Power Supply Charge
electric | energy |  | 0 | 0 | 5 | 5 | 0 | 7 | 0 | 6 | 0.11438 | 0.11438 | $/kWh | Includes monthly average Power Supply Charge
electric | energy |  | 0 | 0 | 5 | 5 | 7 | 24 | 0 | 6 | 0.13288 | 0.13288 | $/kWh | Includes monthly average Power Supply Charge
electric | energy |  | 0 | 0 | 6 | 6 | 0 | 7 | 0 | 6 | 0.11328 | 0.11328 | $/kWh | Includes monthly average Power Supply Charge
electric | energy |  | 0 | 0 | 6 | 6 | 7 | 10 | 0 | 5 | 0.13178 | 0.13178 | $/kWh | Includes monthly average Power Supply Charge
electric | energy |  | 0 | 0 | 6 | 6 | 10 | 22 | 0 | 5 | 0.14408 | 0.14408 | $/kWh | Includes monthly average Power Supply Charge
electric | energy |  | 0 | 0 | 6 | 6 | 22 | 24 | 0 | 5 | 0.13178 | 0.13178 | $/kWh | Includes monthly average Power Supply Charge
electric | energy |  | 0 | 0 | 6 | 6 | 7 | 24 | 6 | 6 | 0.13178 | 0.13178 | $/kWh | Includes monthly average Power Supply Charge
electric | energy |  | 0 | 0 | 7 | 7 | 0 | 7 | 0 | 6 | 0.10778 | 0.10778 | $/kWh | Includes monthly average Power Supply Charge
electric | energy |  | 0 | 0 | 7 | 7 | 7 | 10 | 0 | 5 | 0.12628 | 0.12628 | $/kWh | Includes monthly average Power Supply Charge
electric | energy |  | 0 | 0 | 7 | 7 | 10 | 22 | 0 | 5 | 0.13858 | 0.13858 | $/kWh | Includes monthly average Power Supply Charge
electric | energy |  | 0 | 0 | 7 | 7 | 22 | 24 | 0 | 5 | 0.12628 | 0.12628 | $/kWh | Includes monthly average Power Supply Charge
electric | energy |  | 0 | 0 | 7 | 7 | 7 | 24 | 6 | 6 | 0.12628 | 0.12628 | $/kWh | Includes monthly average Power Supply Charge
electric | energy |  | 0 | 0 | 8 | 8 | 0 | 7 | 0 | 6 | 0.11511 | 0.11511 | $/kWh | Includes monthly average Power Supply Charge
electric | energy |  | 0 | 0 | 8 | 8 | 7 | 10 | 0 | 5 | 0.13361 | 0.13361 | $/kWh | Includes monthly average Power Supply Charge
electric | energy |  | 0 | 0 | 8 | 8 | 10 | 22 | 0 | 5 | 0.14591 | 0.14591 | $/kWh | Includes monthly average Power Supply Charge
electric | energy |  | 0 | 0 | 8 | 8 | 22 | 24 | 0 | 5 | 0.13361 | 0.13361 | $/kWh | Includes monthly average Power Supply Charge
electric | energy |  | 0 | 0 | 8 | 8 | 7 | 24 | 6 | 6 | 0.13361 | 0.13361 | $/kWh | Includes monthly average Power Supply Charge
electric | energy |  | 0 | 0 | 9 | 9 | 0 | 7 | 0 | 6 | 0.12021 | 0.12021 | $/kWh | Includes monthly average Power Supply Charge
electric | energy |  | 0 | 0 | 9 | 9 | 7 | 10 | 0 | 5 | 0.13871 | 0.13871 | $/kWh | Includes monthly average Power Supply Charge
electric | energy |  | 0 | 0 | 9 | 9 | 10 | 22 | 0 | 5 | 0.15101 | 0.15101 | $/kWh | Includes monthly average Power Supply Charge
electric | energy |  | 0 | 0 | 9 | 9 | 22 | 24 | 0 | 5 | 0.13871 | 0.13871 | $/kWh | Includes monthly average Power Supply Charge
electric | energy |  | 0 | 0 | 9 | 9 | 7 | 24 | 6 | 6 | 0.13871 | 0.13871 | $/kWh | Includes monthly average Power Supply Charge
electric | energy |  | 0 | 0 | 10 | 10 | 0 | 7 | 0 | 6 | 0.11714 | 0.11714 | $/kWh | Includes monthly average Power Supply Charge
electric | energy |  | 0 | 0 | 10 | 10 | 7 | 24 | 0 | 6 | 0.13564 | 0.13564 | $/kWh | Includes monthly average Power Supply Charge
electric | energy |  | 0 | 0 | 11 | 11 | 0 | 7 | 0 | 6 | 0.11798 | 0.11798 | $/kWh | Includes monthly average Power Supply Charge
electric | energy |  | 0 | 0 | 11 | 11 | 7 | 24 | 0 | 6 | 0.13648 | 0.13648 | $/kWh | Includes monthly average Power Supply Charge
electric | energy |  | 0 | 0 | 12 | 12 | 0 | 7 | 0 | 6 | 0.12221 | 0.12221 | $/kWh | Includes monthly average Power Supply Charge
electric | energy |  | 0 | 0 | 12 | 12 | 7 | 24 | 0 | 6 | 0.14071 | 0.14071 | $/kWh | Includes monthly average Power Supply Charge
electric | demand | off-peak | 0 | 0 | 1 | 12 | 0 | 7 | 0 | 6 | 0 | 0 | $/kW
electric | demand | winter-mid-peak1 | 0 | 0 | 1 | 5 | 7 | 24 | 0 | 6 | 6.28 | 6.28 | $/kW
electric | demand | summer-mid-peak | 0 | 0 | 6 | 9 | 7 | 10 | 0 | 5 | 6.28 | 6.28 | $/kW
electric | demand | summer-max-peak | 0 | 0 | 6 | 9 | 10 | 22 | 0 | 5 | 25.63 | 25.63 | $/kW
electric | demand | summer-mid-peak | 0 | 0 | 6 | 9 | 22 | 24 | 0 | 5 | 6.28 | 6.28 | $/kW
electric | demand | winter-mid-peak2 | 0 | 0 | 1 | 5 | 7 | 24 | 0 | 6 | 6.28 | 6.28 | $/kW

## 9000641001
utility | type | period | basic_charge_limit (imperial) | basic_charge_limit (metric) | month_start | month_end | hour_start | hour_end | weekday_start | weekday_end | charge (imperial) | charge (metric) | units | Notes
electric | customer | [9 empty] | 4200 | 4200 | $/month
electric | energy |  | 0 | 0 | 1 | 1 | 0 | 12 | 0 | 4 | 0.11056 | 0.11056 | $/kWh | Includes generation supply and distribution service
electric | energy |  | 0 | 0 | 1 | 1 | 12 | 20 | 0 | 4 | 0.13754 | 0.13754 | $/kWh
electric | energy |  | 0 | 0 | 1 | 1 | 20 | 24 | 0 | 4 | 0.11056 | 0.11056 | $/kWh
electric | energy |  | 0 | 0 | 1 | 1 | 0 | 24 | 5 | 6 | 0.11056 | 0.11056 | $/kWh
electric | energy |  | 0 | 0 | 2 | 2 | 0 | 12 | 0 | 4 | 0.1093 | 0.1093 | $/kWh
electric | energy |  | 0 | 0 | 2 | 2 | 12 | 20 | 0 | 4 | 0.13452 | 0.13452 | $/kWh
electric | energy |  | 0 | 0 | 2 | 2 | 20 | 24 | 0 | 4 | 0.1093 | 0.1093 | $/kWh
electric | energy |  | 0 | 0 | 2 | 2 | 0 | 24 | 5 | 6 | 0.1093 | 0.1093 | $/kWh
electric | energy |  | 0 | 0 | 3 | 3 | 0 | 12 | 0 | 4 | 0.09347 | 0.09347 | $/kWh
electric | energy |  | 0 | 0 | 3 | 3 | 12 | 20 | 0 | 4 | 0.11496 | 0.11496 | $/kWh | Ignored daylight savings, when the peak time shifts by an hour
electric | energy |  | 0 | 0 | 3 | 3 | 20 | 24 | 0 | 4 | 0.09347 | 0.09347 | $/kWh
electric | energy |  | 0 | 0 | 3 | 3 | 0 | 24 | 5 | 6 | 0.09347 | 0.09347 | $/kWh
electric | energy |  | 0 | 0 | 4 | 4 | 0 | 12 | 0 | 4 | 0.07872 | 0.07872 | $/kWh
electric | energy |  | 0 | 0 | 4 | 4 | 12 | 20 | 0 | 4 | 0.09386 | 0.09386 | $/kWh
electric | energy |  | 0 | 0 | 4 | 4 | 20 | 24 | 0 | 4 | 0.07872 | 0.07872 | $/kWh
electric | energy |  | 0 | 0 | 4 | 4 | 0 | 24 | 5 | 6 | 0.07872 | 0.07872 | $/kWh
electric | energy |  | 0 | 0 | 5 | 5 | 0 | 12 | 0 | 4 | 0.06945 | 0.06945 | $/kWh
electric | energy |  | 0 | 0 | 5 | 5 | 12 | 20 | 0 | 4 | 0.08982 | 0.08982 | $/kWh
electric | energy |  | 0 | 0 | 5 | 5 | 20 | 24 | 0 | 4 | 0.06945 | 0.06945 | $/kWh
electric | energy |  | 0 | 0 | 5 | 5 | 0 | 24 | 5 | 6 | 0.06945 | 0.06945 | $/kWh
electric | energy |  | 0 | 0 | 6 | 6 | 0 | 12 | 0 | 4 | 0.06179 | 0.06179 | $/kWh
electric | energy |  | 0 | 0 | 6 | 6 | 12 | 20 | 0 | 4 | 0.09294 | 0.09294 | $/kWh
electric | energy |  | 0 | 0 | 6 | 6 | 20 | 24 | 0 | 4 | 0.06179 | 0.06179 | $/kWh
electric | energy |  | 0 | 0 | 6 | 6 | 0 | 24 | 5 | 6 | 0.06179 | 0.06179 | $/kWh
electric | energy |  | 0 | 0 | 7 | 7 | 0 | 12 | 0 | 4 | 0.05886 | 0.05886 | $/kWh
electric | energy |  | 0 | 0 | 7 | 7 | 12 | 20 | 0 | 4 | 0.10429 | 0.10429 | $/kWh
electric | energy |  | 0 | 0 | 7 | 7 | 20 | 24 | 0 | 4 | 0.05886 | 0.05886 | $/kWh
electric | energy |  | 0 | 0 | 7 | 7 | 0 | 24 | 5 | 6 | 0.05886 | 0.05886 | $/kWh
electric | energy |  | 0 | 0 | 8 | 8 | 0 | 12 | 0 | 4 | 0.05745 | 0.05745 | $/kWh
electric | energy |  | 0 | 0 | 8 | 8 | 12 | 20 | 0 | 4 | 0.10046 | 0.10046 | $/kWh
electric | energy |  | 0 | 0 | 8 | 8 | 20 | 24 | 0 | 4 | 0.05745 | 0.05745 | $/kWh
electric | energy |  | 0 | 0 | 8 | 8 | 0 | 24 | 5 | 6 | 0.05745 | 0.05745 | $/kWh
electric | energy |  | 0 | 0 | 9 | 9 | 0 | 12 | 0 | 4 | 0.05654 | 0.05654 | $/kWh
electric | energy |  | 0 | 0 | 9 | 9 | 12 | 20 | 0 | 4 | 0.09228 | 0.09228 | $/kWh | Ignored daylight savings, when the peak time shifts by an hour
electric | energy |  | 0 | 0 | 9 | 9 | 20 | 24 | 0 | 4 | 0.05654 | 0.05654 | $/kWh
electric | energy |  | 0 | 0 | 9 | 9 | 0 | 24 | 5 | 6 | 0.05654 | 0.05654 | $/kWh
electric | energy |  | 0 | 0 | 10 | 10 | 0 | 12 | 0 | 4 | 0.07011 | 0.07011 | $/kWh
electric | energy |  | 0 | 0 | 10 | 10 | 12 | 20 | 0 | 4 | 0.10092 | 0.10092 | $/kWh
electric | energy |  | 0 | 0 | 10 | 10 | 20 | 24 | 0 | 4 | 0.07011 | 0.07011 | $/kWh
electric | energy |  | 0 | 0 | 10 | 10 | 0 | 24 | 5 | 6 | 0.07011 | 0.07011 | $/kWh
electric | energy |  | 0 | 0 | 11 | 11 | 0 | 12 | 0 | 4 | 0.08232 | 0.08232 | $/kWh
electric | energy |  | 0 | 0 | 11 | 11 | 12 | 20 | 0 | 4 | 0.11399 | 0.11399 | $/kWh
electric | energy |  | 0 | 0 | 11 | 11 | 20 | 24 | 0 | 4 | 0.08232 | 0.08232 | $/kWh
electric | energy |  | 0 | 0 | 11 | 11 | 0 | 24 | 5 | 6 | 0.08232 | 0.08232 | $/kWh
electric | energy |  | 0 | 0 | 12 | 12 | 0 | 12 | 0 | 4 | 0.10754 | 0.10754 | $/kWh
electric | energy |  | 0 | 0 | 12 | 12 | 12 | 20 | 0 | 4 | 0.14346 | 0.14346 | $/kWh
electric | energy |  | 0 | 0 | 12 | 12 | 20 | 24 | 0 | 4 | 0.10754 | 0.10754 | $/kWh
electric | energy |  | 0 | 0 | 12 | 12 | 0 | 24 | 5 | 6 | 0.10754 | 0.10754 | $/kWh
electric | demand | maximum | 0 | 0 | 1 | 12 | 0 | 24 | 0 | 6 | 18.07 | 18.07 | $/kW | Sum of distribution, transmission, improvements, and competetive assessment demand charges

## 6005025001
utility | type | period | basic_charge_limit (imperial) | basic_charge_limit (metric) | month_start | month_end | hour_start | hour_end | weekday_start | weekday_end | charge (imperial) | charge (metric) | units | Notes
electric | customer | [9 empty] | 1514.6622 | 1514.6622 | $/month | Estimated from multiplying cost of 1 meter for 1 day by 30 days
electric | demand | peak-summer | 0 | 0 | 6 | 9 | 16 | 21 | 0 | 6 | 26.8 | 26.8 | $/kW
electric | demand | part-peak-summer | 0 | 0 | 6 | 9 | 14 | 16 | 0 | 6 | 5.32 | 5.32 | $/kW
electric | demand | part-peak-summer | 0 | 0 | 6 | 9 | 21 | 23 | 0 | 6 | 5.32 | 5.32 | $/kW
electric | demand | maximum | 0 | 0 | 1 | 12 | 0 | 24 | 0 | 6 | 20.7 | 20.7 | $/kW
electric | demand | peak-winter1 | 0 | 0 | 1 | 5 | 16 | 21 | 0 | 6 | 1.78 | 1.78 | $/kW
electric | demand | peak-winter2 | 0 | 0 | 10 | 12 | 16 | 21 | 0 | 6 | 1.78 | 1.78 | $/kW
electric | energy |  | 0 | 0 | 6 | 9 | 0 | 14 | 0 | 6 | 0.09816 | 0.09816 | $/kWh
electric | energy |  | 0 | 0 | 6 | 9 | 14 | 16 | 0 | 6 | 0.11735 | 0.11735 | $/kWh
electric | energy |  | 0 | 0 | 6 | 9 | 16 | 21 | 0 | 6 | 0.14484 | 0.14484 | $/kWh
electric | energy |  | 0 | 0 | 6 | 9 | 21 | 23 | 0 | 6 | 0.11735 | 0.11735 | $/kWh
electric | energy |  | 0 | 0 | 6 | 9 | 23 | 24 | 0 | 6 | 0.09816 | 0.09816 | $/kWh
electric | energy |  | 0 | 0 | 1 | 2 | 0 | 16 | 0 | 6 | 0.09822 | 0.09822 | $/kWh
electric | energy |  | 0 | 0 | 1 | 2 | 21 | 24 | 0 | 6 | 0.09822 | 0.09822 | $/kWh
electric | energy |  | 0 | 0 | 1 | 5 | 16 | 21 | 0 | 6 | 0.12734 | 0.12734 | $/kWh
electric | energy |  | 0 | 0 | 3 | 5 | 0 | 9 | 0 | 6 | 0.09822 | 0.09822 | $/kWh
electric | energy |  | 0 | 0 | 3 | 5 | 9 | 14 | 0 | 6 | 0.0569 | 0.0569 | $/kWh
electric | energy |  | 0 | 0 | 3 | 5 | 14 | 16 | 0 | 6 | 0.09822 | 0.09822 | $/kWh
electric | energy |  | 0 | 0 | 3 | 5 | 21 | 24 | 0 | 6 | 0.09822 | 0.09822 | $/kWh
electric | energy |  | 0 | 0 | 10 | 12 | 0 | 16 | 0 | 6 | 0.09822 | 0.09822 | $/kWh
electric | energy |  | 0 | 0 | 10 | 12 | 21 | 24 | 0 | 6 | 0.09822 | 0.09822 | $/kWh
electric | energy |  | 0 | 0 | 10 | 12 | 16 | 21 | 0 | 6 | 0.12734 | 0.12734 | $/kWh
gas | customer | [9 empty] | 148.6554 | 148.6554 | $/month | Estimated from multiplying cost for 1 day by 30 days
gas | energy |  | 0 | 0 | 1 | 3 | 0 | 24 | 0 | 6 | 1.6874 | 0.59589 | $/therm or $/m3
gas | energy |  | 0 | 0 | 4 | 10 | 0 | 24 | 0 | 6 | 1.5403 | 0.54396 | $/therm or $/m3
gas | energy |  | 0 | 0 | 11 | 12 | 0 | 24 | 0 | 6 | 1.6874 | 0.59589 | $/therm or $/m3
gas | energy |  | 4000 | 11326.72 | 1 | 3 | 0 | 24 | 0 | 6 | 1.3126 | 0.46354 | $/therm or $/m3
gas | energy |  | 4000 | 11326.72 | 4 | 10 | 0 | 24 | 0 | 6 | 1.2242 | 0.43232 | $/therm or $/m3
gas | energy |  | 4000 | 11326.72 | 11 | 12 | 0 | 24 | 0 | 6 | 1.3126 | 0.46354 | $/therm or $/m3

## 35000021001
utility | type | period | basic_charge_limit (imperial) | basic_charge_limit (metric) | month_start | month_end | hour_start | hour_end | weekday_start | weekday_end | charge (imperial) | charge (metric) | units | Notes
electric | customer | [9 empty] | 3074.01 | 3074.01 | $/month
electric | demand | peak-winter1 | 0 | 0 | 1 | 5 | 8 | 20 | 0 | 4 | 11.56 | 11.56 | $/kW
electric | demand | peak-summer | 0 | 0 | 6 | 8 | 8 | 20 | 0 | 4 | 19.03 | 19.03 | $/kW
electric | demand | peak-winter2 | 0 | 0 | 9 | 12 | 8 | 20 | 0 | 4 | 11.56 | 11.56 | $/kW
electric | energy |  | 0 | 0 | 1 | 3 | 0 | 8 | 0 | 4 | 0.037984 | 0.037984 | $/kWh | Includes fuel adjustment
electric | energy |  | 0 | 0 | 1 | 3 | 8 | 20 | 0 | 4 | 0.046958 | 0.046958 | $/kWh | Includes fuel adjustment
electric | energy |  | 0 | 0 | 1 | 3 | 20 | 24 | 0 | 4 | 0.037984 | 0.037984 | $/kWh | Includes fuel adjustment
electric | energy |  | 0 | 0 | 1 | 3 | 0 | 24 | 5 | 6 | 0.037984 | 0.037984 | $/kWh | Includes fuel adjustment
electric | energy |  | 0 | 0 | 4 | 5 | 0 | 8 | 0 | 4 | 0.0442 | 0.0442 | $/kWh | Includes fuel adjustment
electric | energy |  | 0 | 0 | 4 | 5 | 8 | 20 | 0 | 4 | 0.053174 | 0.053174 | $/kWh | Includes fuel adjustment
electric | energy |  | 0 | 0 | 4 | 5 | 20 | 24 | 0 | 4 | 0.0442 | 0.0442 | $/kWh | Includes fuel adjustment
electric | energy |  | 0 | 0 | 4 | 5 | 0 | 24 | 5 | 6 | 0.0442 | 0.0442 | $/kWh | Includes fuel adjustment
electric | energy |  | 0 | 0 | 6 | 6 | 0 | 8 | 0 | 4 | 0.0442 | 0.0442 | $/kWh | Includes fuel adjustment
electric | energy |  | 0 | 0 | 6 | 6 | 8 | 20 | 0 | 4 | 0.062668 | 0.062668 | $/kWh | Includes fuel adjustment
electric | energy |  | 0 | 0 | 6 | 6 | 20 | 24 | 0 | 4 | 0.0442 | 0.0442 | $/kWh | Includes fuel adjustment
electric | energy |  | 0 | 0 | 6 | 6 | 0 | 24 | 5 | 6 | 0.0442 | 0.0442 | $/kWh | Includes fuel adjustment
electric | energy |  | 0 | 0 | 7 | 8 | 0 | 8 | 0 | 4 | 0.046263 | 0.046263 | $/kWh | Includes fuel adjustment
electric | energy |  | 0 | 0 | 7 | 8 | 8 | 20 | 0 | 4 | 0.064732 | 0.064732 | $/kWh | Includes fuel adjustment
electric | energy |  | 0 | 0 | 7 | 8 | 20 | 24 | 0 | 4 | 0.046263 | 0.046263 | $/kWh | Includes fuel adjustment
electric | energy |  | 0 | 0 | 7 | 8 | 0 | 24 | 5 | 6 | 0.046263 | 0.046263 | $/kWh | Includes fuel adjustment
electric | energy |  | 0 | 0 | 9 | 9 | 0 | 8 | 0 | 4 | 0.046263 | 0.046263 | $/kWh | Includes fuel adjustment
electric | energy |  | 0 | 0 | 9 | 9 | 8 | 20 | 0 | 4 | 0.055238 | 0.055238 | $/kWh | Includes fuel adjustment
electric | energy |  | 0 | 0 | 9 | 9 | 20 | 24 | 0 | 4 | 0.046263 | 0.046263 | $/kWh | Includes fuel adjustment
electric | energy |  | 0 | 0 | 9 | 9 | 0 | 24 | 5 | 6 | 0.046263 | 0.046263 | $/kWh | Includes fuel adjustment
electric | energy |  | 0 | 0 | 10 | 12 | 0 | 8 | 0 | 4 | 0.051885 | 0.051885 | $/kWh | Includes fuel adjustment
electric | energy |  | 0 | 0 | 10 | 12 | 8 | 20 | 0 | 4 | 0.060859 | 0.060859 | $/kWh | Includes fuel adjustment
electric | energy |  | 0 | 0 | 10 | 12 | 20 | 24 | 0 | 4 | 0.051885 | 0.051885 | $/kWh | Includes fuel adjustment
electric | energy |  | 0 | 0 | 10 | 12 | 0 | 24 | 5 | 6 | 0.051885 | 0.051885 | $/kWh | Includes fuel adjustment
gas | customer | [9 empty] | 55 | 55 | $/month
gas | energy |  | 0 | 0 | 1 | 1 | 0 | 24 | 0 | 6 | 0.3418 | 0.12071 | $/therm or $/m3 | Includes monthly cost of gas
gas | energy |  | 0 | 0 | 2 | 2 | 0 | 24 | 0 | 6 | 0.3461 | 0.12222 | $/therm or $/m3 | Includes monthly cost of gas
gas | energy |  | 0 | 0 | 3 | 3 | 0 | 24 | 0 | 6 | 0.2836 | 0.10015 | $/therm or $/m3 | Includes monthly cost of gas
gas | energy |  | 0 | 0 | 4 | 4 | 0 | 24 | 0 | 6 | 0.0746 | 0.026345 | $/therm or $/m3 | Includes monthly cost of gas
gas | energy |  | 0 | 0 | 5 | 5 | 0 | 24 | 0 | 6 | 0.1338 | 0.047251 | $/therm or $/m3 | Includes monthly cost of gas
gas | energy |  | 0 | 0 | 6 | 6 | 0 | 24 | 0 | 6 | 0.2491 | 0.087969 | $/therm or $/m3 | Includes monthly cost of gas
gas | energy |  | 0 | 0 | 7 | 7 | 0 | 24 | 0 | 6 | 0.2868 | 0.10128 | $/therm or $/m3 | Includes monthly cost of gas
gas | energy |  | 0 | 0 | 8 | 8 | 0 | 24 | 0 | 6 | 0.2913 | 0.10287 | $/therm or $/m3 | Includes monthly cost of gas
gas | energy |  | 0 | 0 | 9 | 9 | 0 | 24 | 0 | 6 | 0.2909 | 0.10273 | $/therm or $/m3 | Includes monthly cost of gas
gas | energy |  | 0 | 0 | 10 | 10 | 0 | 24 | 0 | 6 | 0.2811 | 0.09927 | $/therm or $/m3 | Includes monthly cost of gas
gas | energy |  | 0 | 0 | 11 | 11 | 0 | 24 | 0 | 6 | 0.3299 | 0.1165 | $/therm or $/m3 | Includes monthly cost of gas
gas | energy |  | 0 | 0 | 12 | 12 | 0 | 24 | 0 | 6 | 0.3895 | 0.13755 | $/therm or $/m3 | Includes monthly cost of gas

## 36001010006
utility | type | period | basic_charge_limit (imperial) | basic_charge_limit (metric) | month_start | month_end | hour_start | hour_end | weekday_start | weekday_end | charge (imperial) | charge (metric) | units | Notes
electric | customer | [9 empty] | 567.6 | 567.6 | $/month | Estimated from multiplying cost of 1 meter for 1 day by 30 days
electric | energy |  | 0 | 0 | 1 | 1 | 0 | 7 | 0 | 6 | 0.093817 | 0.093817 | $/kWh | Includes monthly average Power Supply Charge
electric | energy |  | 0 | 0 | 1 | 1 | 7 | 24 | 0 | 6 | 0.11232 | 0.11232 | $/kWh | Includes monthly average Power Supply Charge
electric | energy |  | 0 | 0 | 2 | 2 | 0 | 7 | 0 | 6 | 0.098651 | 0.098651 | $/kWh | Includes monthly average Power Supply Charge
electric | energy |  | 0 | 0 | 2 | 2 | 7 | 24 | 0 | 6 | 0.11715 | 0.11715 | $/kWh | Includes monthly average Power Supply Charge
electric | energy |  | 0 | 0 | 3 | 3 | 0 | 7 | 0 | 6 | 0.10994 | 0.10994 | $/kWh | Includes monthly average Power Supply Charge
electric | energy |  | 0 | 0 | 3 | 3 | 7 | 24 | 0 | 6 | 0.12844 | 0.12844 | $/kWh | Includes monthly average Power Supply Charge
electric | energy |  | 0 | 0 | 4 | 4 | 0 | 7 | 0 | 6 | 0.117 | 0.117 | $/kWh | Includes monthly average Power Supply Charge
electric | energy |  | 0 | 0 | 4 | 4 | 7 | 24 | 0 | 6 | 0.1355 | 0.1355 | $/kWh | Includes monthly average Power Supply Charge
electric | energy |  | 0 | 0 | 5 | 5 | 0 | 7 | 0 | 6 | 0.11438 | 0.11438 | $/kWh | Includes monthly average Power Supply Charge
electric | energy |  | 0 | 0 | 5 | 5 | 7 | 24 | 0 | 6 | 0.13288 | 0.13288 | $/kWh | Includes monthly average Power Supply Charge
electric | energy |  | 0 | 0 | 6 | 6 | 0 | 7 | 0 | 6 | 0.11328 | 0.11328 | $/kWh | Includes monthly average Power Supply Charge
electric | energy |  | 0 | 0 | 6 | 6 | 7 | 10 | 0 | 5 | 0.13178 | 0.13178 | $/kWh | Includes monthly average Power Supply Charge
electric | energy |  | 0 | 0 | 6 | 6 | 10 | 22 | 0 | 5 | 0.14408 | 0.14408 | $/kWh | Includes monthly average Power Supply Charge
electric | energy |  | 0 | 0 | 6 | 6 | 22 | 24 | 0 | 5 | 0.13178 | 0.13178 | $/kWh | Includes monthly average Power Supply Charge
electric | energy |  | 0 | 0 | 6 | 6 | 7 | 24 | 6 | 6 | 0.13178 | 0.13178 | $/kWh | Includes monthly average Power Supply Charge
electric | energy |  | 0 | 0 | 7 | 7 | 0 | 7 | 0 | 6 | 0.10778 | 0.10778 | $/kWh | Includes monthly average Power Supply Charge
electric | energy |  | 0 | 0 | 7 | 7 | 7 | 10 | 0 | 5 | 0.12628 | 0.12628 | $/kWh | Includes monthly average Power Supply Charge
electric | energy |  | 0 | 0 | 7 | 7 | 10 | 22 | 0 | 5 | 0.13858 | 0.13858 | $/kWh | Includes monthly average Power Supply Charge
electric | energy |  | 0 | 0 | 7 | 7 | 22 | 24 | 0 | 5 | 0.12628 | 0.12628 | $/kWh | Includes monthly average Power Supply Charge
electric | energy |  | 0 | 0 | 7 | 7 | 7 | 24 | 6 | 6 | 0.12628 | 0.12628 | $/kWh | Includes monthly average Power Supply Charge
electric | energy |  | 0 | 0 | 8 | 8 | 0 | 7 | 0 | 6 | 0.11511 | 0.11511 | $/kWh | Includes monthly average Power Supply Charge
electric | energy |  | 0 | 0 | 8 | 8 | 7 | 10 | 0 | 5 | 0.13361 | 0.13361 | $/kWh | Includes monthly average Power Supply Charge
electric | energy |  | 0 | 0 | 8 | 8 | 10 | 22 | 0 | 5 | 0.14591 | 0.14591 | $/kWh | Includes monthly average Power Supply Charge
electric | energy |  | 0 | 0 | 8 | 8 | 22 | 24 | 0 | 5 | 0.13361 | 0.13361 | $/kWh | Includes monthly average Power Supply Charge
electric | energy |  | 0 | 0 | 8 | 8 | 7 | 24 | 6 | 6 | 0.13361 | 0.13361 | $/kWh | Includes monthly average Power Supply Charge
electric | energy |  | 0 | 0 | 9 | 9 | 0 | 7 | 0 | 6 | 0.12021 | 0.12021 | $/kWh | Includes monthly average Power Supply Charge
electric | energy |  | 0 | 0 | 9 | 9 | 7 | 10 | 0 | 5 | 0.13871 | 0.13871 | $/kWh | Includes monthly average Power Supply Charge
electric | energy |  | 0 | 0 | 9 | 9 | 10 | 22 | 0 | 5 | 0.15101 | 0.15101 | $/kWh | Includes monthly average Power Supply Charge
electric | energy |  | 0 | 0 | 9 | 9 | 22 | 24 | 0 | 5 | 0.13871 | 0.13871 | $/kWh | Includes monthly average Power Supply Charge
electric | energy |  | 0 | 0 | 9 | 9 | 7 | 24 | 6 | 6 | 0.13871 | 0.13871 | $/kWh | Includes monthly average Power Supply Charge
electric | energy |  | 0 | 0 | 10 | 10 | 0 | 7 | 0 | 6 | 0.11714 | 0.11714 | $/kWh | Includes monthly average Power Supply Charge
electric | energy |  | 0 | 0 | 10 | 10 | 7 | 24 | 0 | 6 | 0.13564 | 0.13564 | $/kWh | Includes monthly average Power Supply Charge
electric | energy |  | 0 | 0 | 11 | 11 | 0 | 7 | 0 | 6 | 0.11798 | 0.11798 | $/kWh | Includes monthly average Power Supply Charge
electric | energy |  | 0 | 0 | 11 | 11 | 7 | 24 | 0 | 6 | 0.13648 | 0.13648 | $/kWh | Includes monthly average Power Supply Charge
electric | energy |  | 0 | 0 | 12 | 12 | 0 | 7 | 0 | 6 | 0.12221 | 0.12221 | $/kWh | Includes monthly average Power Supply Charge
electric | energy |  | 0 | 0 | 12 | 12 | 7 | 24 | 0 | 6 | 0.14071 | 0.14071 | $/kWh | Includes monthly average Power Supply Charge
electric | demand | off-peak | 0 | 0 | 1 | 12 | 0 | 7 | 0 | 6 | 0 | 0 | $/kW
electric | demand | winter-mid-peak1 | 0 | 0 | 1 | 5 | 7 | 24 | 0 | 6 | 6.28 | 6.28 | $/kW
electric | demand | summer-mid-peak | 0 | 0 | 6 | 9 | 7 | 10 | 0 | 5 | 6.28 | 6.28 | $/kW
electric | demand | summer-max-peak | 0 | 0 | 6 | 9 | 10 | 22 | 0 | 5 | 25.63 | 25.63 | $/kW
electric | demand | summer-mid-peak | 0 | 0 | 6 | 9 | 22 | 24 | 0 | 5 | 6.28 | 6.28 | $/kW
electric | demand | winter-mid-peak2 | 0 | 0 | 1 | 5 | 7 | 24 | 0 | 6 | 6.28 | 6.28 | $/kW

## 48008015001
utility | type | period | basic_charge_limit (imperial) | basic_charge_limit (metric) | month_start | month_end | hour_start | hour_end | weekday_start | weekday_end | charge (imperial) | charge (metric) | units | Notes
electric | customer | [9 empty] | 1000 | 1000 | $/month
electric | energy |  | 0 | 0 | 1 | 1 | 0 | 24 | 0 | 6 | 0.06036 | 0.06036 | $/kWh | Includes fuel adjustment factor
electric | energy |  | 250 | 250 | 1 | 1 | 0 | 24 | 0 | 6 | 0.05626 | 0.05626 | $/kWh | Includes fuel adjustment factor
electric | energy |  | 0 | 0 | 2 | 2 | 0 | 24 | 0 | 6 | 0.06338 | 0.06338 | $/kWh | Includes fuel adjustment factor
electric | energy |  | 250 | 250 | 2 | 2 | 0 | 24 | 0 | 6 | 0.05928 | 0.05928 | $/kWh | Includes fuel adjustment factor
electric | energy |  | 0 | 0 | 3 | 3 | 0 | 24 | 0 | 6 | 0.06338 | 0.06338 | $/kWh | Includes fuel adjustment factor
electric | energy |  | 250 | 250 | 3 | 3 | 0 | 24 | 0 | 6 | 0.05928 | 0.05928 | $/kWh | Includes fuel adjustment factor
electric | energy |  | 0 | 0 | 4 | 4 | 0 | 24 | 0 | 6 | 0.07304 | 0.07304 | $/kWh | Includes fuel adjustment factor
electric | energy |  | 250 | 250 | 4 | 4 | 0 | 24 | 0 | 6 | 0.06894 | 0.06894 | $/kWh | Includes fuel adjustment factor
electric | energy |  | 0 | 0 | 5 | 5 | 0 | 24 | 0 | 6 | 0.07683 | 0.07683 | $/kWh | Includes fuel adjustment factor
electric | energy |  | 250 | 250 | 5 | 5 | 0 | 24 | 0 | 6 | 0.07273 | 0.07273 | $/kWh | Includes fuel adjustment factor
electric | energy |  | 0 | 0 | 6 | 6 | 0 | 24 | 0 | 6 | 0.07663 | 0.07663 | $/kWh | Includes fuel adjustment factor
electric | energy |  | 250 | 250 | 6 | 6 | 0 | 24 | 0 | 6 | 0.07253 | 0.07253 | $/kWh | Includes fuel adjustment factor
electric | energy |  | 0 | 0 | 7 | 7 | 0 | 24 | 0 | 6 | 0.07607 | 0.07607 | $/kWh | Includes fuel adjustment factor
electric | energy |  | 250 | 250 | 7 | 7 | 0 | 24 | 0 | 6 | 0.07197 | 0.07197 | $/kWh | Includes fuel adjustment factor
electric | energy |  | 0 | 0 | 8 | 8 | 0 | 24 | 0 | 6 | 0.0767 | 0.0767 | $/kWh | Includes fuel adjustment factor
electric | energy |  | 250 | 250 | 8 | 8 | 0 | 24 | 0 | 6 | 0.0726 | 0.0726 | $/kWh | Includes fuel adjustment factor
electric | energy |  | 0 | 0 | 9 | 9 | 0 | 24 | 0 | 6 | 0.074085 | 0.074085 | $/kWh | Includes fuel adjustment factor
electric | energy |  | 250 | 250 | 9 | 9 | 0 | 24 | 0 | 6 | 0.069985 | 0.069985 | $/kWh | Includes fuel adjustment factor
electric | energy |  | 0 | 0 | 10 | 10 | 0 | 24 | 0 | 6 | 0.07074 | 0.07074 | $/kWh | Includes fuel adjustment factor
electric | energy |  | 250 | 250 | 10 | 10 | 0 | 24 | 0 | 6 | 0.06664 | 0.06664 | $/kWh | Includes fuel adjustment factor
electric | energy |  | 0 | 0 | 11 | 11 | 0 | 24 | 0 | 6 | 0.07405 | 0.07405 | $/kWh | Includes fuel adjustment factor
electric | energy |  | 250 | 250 | 11 | 11 | 0 | 24 | 0 | 6 | 0.06995 | 0.06995 | $/kWh | Includes fuel adjustment factor
electric | energy |  | 0 | 0 | 12 | 12 | 0 | 24 | 0 | 6 | 0.06888 | 0.06888 | $/kWh | Includes fuel adjustment factor
electric | energy |  | 250 | 250 | 12 | 12 | 0 | 24 | 0 | 6 | 0.06478 | 0.06478 | $/kWh | Includes fuel adjustment factor
electric | demand | winter1 | 0 | 0 | 1 | 5 | 0 | 24 | 0 | 6 | 8.75 | 8.75 | $/kW
electric | demand | summer | 0 | 0 | 6 | 9 | 0 | 7 | 0 | 6 | 11.4 | 11.4 | $/kW
electric | demand | winter2 | 0 | 0 | 10 | 12 | 0 | 24 | 0 | 6 | 8.75 | 8.75 | $/kW

## 34006012001
utility | type | period | basic_charge_limit (imperial) | basic_charge_limit (metric) | month_start | month_end | hour_start | hour_end | weekday_start | weekday_end | charge (imperial) | charge (metric) | units | Notes
electric | customer | [9 empty] | 392.35 | 392.35 | $/month
electric | demand | maximum | 0 | 0 | 1 | 12 | 0 | 24 | 0 | 6 | 1.7531 | 1.7531 | $/kW
electric | demand | summer | 0 | 0 | 6 | 9 | 7 | 21 | 0 | 4 | 9.7321 | 9.7321 | $/kW
electric | energy |  | 0 | 0 | 1 | 1 | 0 | 24 | 0 | 6 | 0.030263 | 0.030263 | $/kWh | Monthly average of LMP
electric | energy |  | 0 | 0 | 2 | 2 | 0 | 24 | 0 | 6 | 0.041978 | 0.041978 | $/kWh | Monthly average of LMP
electric | energy |  | 0 | 0 | 3 | 3 | 0 | 24 | 0 | 6 | 0.02247 | 0.02247 | $/kWh | Monthly average of LMP
electric | energy |  | 0 | 0 | 4 | 4 | 0 | 24 | 0 | 6 | 0.020292 | 0.020292 | $/kWh | Monthly average of LMP
electric | energy |  | 0 | 0 | 5 | 5 | 0 | 24 | 0 | 6 | 0.024019 | 0.024019 | $/kWh | Monthly average of LMP
electric | energy |  | 0 | 0 | 6 | 6 | 0 | 7 | 0 | 4 | 0.021854 | 0.021854 | $/kWh | Monthly average of LMP
electric | energy |  | 0 | 0 | 6 | 6 | 21 | 24 | 0 | 4 | 0.021854 | 0.021854 | $/kWh | Monthly average of LMP
electric | energy |  | 0 | 0 | 6 | 6 | 7 | 21 | 0 | 4 | 0.028279 | 0.028279 | $/kWh | Monthly average of LMP
electric | energy |  | 0 | 0 | 6 | 6 | 0 | 24 | 5 | 6 | 0.021854 | 0.021854 | $/kWh | Monthly average of LMP
electric | energy |  | 0 | 0 | 7 | 7 | 0 | 7 | 0 | 4 | 0.02548 | 0.02548 | $/kWh | Monthly average of LMP
electric | energy |  | 0 | 0 | 7 | 7 | 21 | 24 | 0 | 4 | 0.02548 | 0.02548 | $/kWh | Monthly average of LMP
electric | energy |  | 0 | 0 | 7 | 7 | 7 | 21 | 0 | 4 | 0.032982 | 0.032982 | $/kWh | Monthly average of LMP
electric | energy |  | 0 | 0 | 7 | 7 | 0 | 24 | 5 | 6 | 0.02548 | 0.02548 | $/kWh | Monthly average of LMP
electric | energy |  | 0 | 0 | 8 | 8 | 0 | 7 | 0 | 4 | 0.030394 | 0.030394 | $/kWh | Monthly average of LMP
electric | energy |  | 0 | 0 | 8 | 8 | 21 | 24 | 0 | 4 | 0.030394 | 0.030394 | $/kWh | Monthly average of LMP
electric | energy |  | 0 | 0 | 8 | 8 | 7 | 21 | 0 | 4 | 0.040218 | 0.040218 | $/kWh | Monthly average of LMP
electric | energy |  | 0 | 0 | 8 | 8 | 0 | 24 | 5 | 6 | 0.030394 | 0.030394 | $/kWh | Monthly average of LMP
electric | energy |  | 0 | 0 | 9 | 9 | 0 | 7 | 0 | 4 | 0.032883 | 0.032883 | $/kWh | Monthly average of LMP
electric | energy |  | 0 | 0 | 9 | 9 | 21 | 24 | 0 | 4 | 0.032883 | 0.032883 | $/kWh | Monthly average of LMP
electric | energy |  | 0 | 0 | 9 | 9 | 7 | 21 | 0 | 4 | 0.04111 | 0.04111 | $/kWh | Monthly average of LMP
electric | energy |  | 0 | 0 | 9 | 9 | 0 | 24 | 5 | 6 | 0.032883 | 0.032883 | $/kWh | Monthly average of LMP
electric | energy |  | 0 | 0 | 10 | 10 | 0 | 24 | 0 | 6 | 0.046958 | 0.046958 | $/kWh | Monthly average of LMP
electric | energy |  | 0 | 0 | 11 | 11 | 0 | 24 | 0 | 6 | 0.047586 | 0.047586 | $/kWh | Monthly average of LMP
electric | energy |  | 0 | 0 | 12 | 12 | 0 | 24 | 0 | 6 | 0.033439 | 0.033439 | $/kWh | Monthly average of LMP
gas | customer | [9 empty] | 17.75 | 17.75 | $/month
gas | energy |  | 0 | 0 | 1 | 12 | 0 | 24 | 0 | 6 | 0.32506 | 0.11479 | $/therm or $/m3

## 6004010004
utility | type | period | basic_charge_limit (imperial) | basic_charge_limit (metric) | month_start | month_end | hour_start | hour_end | weekday_start | weekday_end | charge (imperial) | charge (metric) | units | Notes
electric | customer | [9 empty] | 373.12 | 373.12 | $/month | Assumed 2 to 50 kV (typical primary voltage)
electric | demand | peak-summer | 0 | 0 | 6 | 9 | 16 | 21 | 0 | 4 | 22.19 | 22.19 | $/kW | Had to choose between high demand or high energy charges (Option D or Option E)
electric | demand | part-peak-winter1 | 0 | 0 | 1 | 5 | 16 | 21 | 0 | 4 | 4.69 | 4.69 | $/kW | This is hgh demand, low energy
electric | demand | part-peak-winter2 | 0 | 0 | 10 | 12 | 16 | 21 | 0 | 4 | 4.69 | 4.69 | $/kW
electric | demand | maximum | 0 | 0 | 1 | 12 | 0 | 24 | 0 | 6 | 16.97 | 16.97 | $/kW
electric | energy |  | 0 | 0 | 6 | 9 | 16 | 21 | 0 | 4 | 0.11688 | 0.11688 | $/kWh | Includes delivery and generation service
electric | energy |  | 0 | 0 | 6 | 9 | 0 | 16 | 0 | 6 | 0.08421 | 0.08421 | $/kWh | Includes delivery and generation service
electric | energy |  | 0 | 0 | 6 | 9 | 21 | 24 | 0 | 6 | 0.08421 | 0.08421 | $/kWh | Includes delivery and generation service
electric | energy |  | 0 | 0 | 6 | 9 | 16 | 21 | 5 | 6 | 0.10916 | 0.10916 | $/kWh | Includes delivery and generation service
electric | energy |  | 0 | 0 | 1 | 5 | 16 | 21 | 0 | 6 | 0.09803 | 0.09803 | $/kWh | Includes delivery and generation service
electric | energy |  | 0 | 0 | 1 | 5 | 0 | 8 | 0 | 6 | 0.08873 | 0.08873 | $/kWh | Includes delivery and generation service
electric | energy |  | 0 | 0 | 1 | 5 | 21 | 24 | 0 | 6 | 0.08873 | 0.08873 | $/kWh | Includes delivery and generation service
electric | energy |  | 0 | 0 | 1 | 5 | 8 | 16 | 0 | 6 | 0.07131 | 0.07131 | $/kWh | Includes delivery and generation service
electric | energy |  | 0 | 0 | 10 | 12 | 16 | 21 | 0 | 6 | 0.09803 | 0.09803 | $/kWh | Includes delivery and generation service
electric | energy |  | 0 | 0 | 10 | 12 | 0 | 8 | 0 | 6 | 0.08873 | 0.08873 | $/kWh | Includes delivery and generation service
electric | energy |  | 0 | 0 | 10 | 12 | 21 | 24 | 0 | 6 | 0.08873 | 0.08873 | $/kWh | Includes delivery and generation service
electric | energy |  | 0 | 0 | 10 | 12 | 8 | 16 | 0 | 6 | 0.07131 | 0.07131 | $/kWh | Includes delivery and generation service

## 36002001007
utility | type | period | basic_charge_limit (imperial) | basic_charge_limit (metric) | month_start | month_end | hour_start | hour_end | weekday_start | weekday_end | charge (imperial) | charge (metric) | units | Notes
gas | energy |  | 0 | 0 | 1 | 12 | 0 | 24 | 0 | 6 | 250 | 88.2868 | $/therm or $/m3
gas | energy |  | 10 | 28.3168 | 1 | 12 | 0 | 24 | 0 | 6 | 0.2632 | 0.092948 | $/therm or $/m3
electric | customer | [9 empty] | 143.09 | 143.09 | $/month
electric | demand | winter-peak1 | 0 | 0 | 1 | 5 | 8 | 22 | 0 | 4 | 13.96 | 13.96 | $/kW
electric | demand | winter-all-hours1 | 0 | 0 | 1 | 5 | 0 | 24 | 0 | 6 | 4.21 | 4.21 | $/kW
electric | demand | summer-peak | 0 | 0 | 6 | 9 | 8 | 22 | 0 | 4 | 18.44 | 18.44 | $/kW
electric | demand | summer-super-peak | 0 | 0 | 6 | 9 | 8 | 18 | 0 | 4 | 9.15 | 9.15 | $/kW
electric | demand | summer-all-hours | 0 | 0 | 6 | 9 | 0 | 24 | 0 | 6 | 16.66 | 16.66 | $/kW
electric | demand | winter-peak2 | 0 | 0 | 10 | 12 | 8 | 22 | 0 | 4 | 13.96 | 13.96 | $/kW
electric | demand | winter-all-hours2 | 0 | 0 | 10 | 12 | 0 | 24 | 0 | 6 | 4.21 | 4.21 | $/kW
electric | energy |  | 0 | 0 | 1 | 1 | 0 | 8 | 0 | 4 | 0.044678 | 0.044678 | $/kWh | Monthly average of LMP price plus base charge of $0.0079 / kWh
electric | energy |  | 0 | 0 | 1 | 1 | 22 | 24 | 0 | 4 | 0.044678 | 0.044678 | $/kWh | Monthly average of LMP price plus base charge of $0.0079 / kWh
electric | energy |  | 0 | 0 | 1 | 1 | 8 | 22 | 0 | 4 | 0.044254 | 0.044254 | $/kWh | Monthly average of LMP price plus base charge of $0.0079 / kWh
electric | energy |  | 0 | 0 | 1 | 1 | 0 | 24 | 5 | 6 | 0.044678 | 0.044678 | $/kWh | Monthly average of LMP price plus base charge of $0.0079 / kWh
electric | energy |  | 0 | 0 | 2 | 2 | 0 | 8 | 0 | 4 | 0.055976 | 0.055976 | $/kWh | Monthly average of LMP price plus base charge of $0.0079 / kWh
electric | energy |  | 0 | 0 | 2 | 2 | 22 | 24 | 0 | 4 | 0.055976 | 0.055976 | $/kWh | Monthly average of LMP price plus base charge of $0.0079 / kWh
electric | energy |  | 0 | 0 | 2 | 2 | 8 | 22 | 0 | 4 | 0.07268 | 0.07268 | $/kWh | Monthly average of LMP price plus base charge of $0.0079 / kWh
electric | energy |  | 0 | 0 | 2 | 2 | 0 | 24 | 5 | 6 | 0.055976 | 0.055976 | $/kWh | Monthly average of LMP price plus base charge of $0.0079 / kWh
electric | energy |  | 0 | 0 | 3 | 3 | 0 | 8 | 0 | 4 | 0.034728 | 0.034728 | $/kWh | Monthly average of LMP price plus base charge of $0.0079 / kWh
electric | energy |  | 0 | 0 | 3 | 3 | 22 | 24 | 0 | 4 | 0.034728 | 0.034728 | $/kWh | Monthly average of LMP price plus base charge of $0.0079 / kWh
electric | energy |  | 0 | 0 | 3 | 3 | 8 | 22 | 0 | 4 | 0.037299 | 0.037299 | $/kWh | Monthly average of LMP price plus base charge of $0.0079 / kWh
electric | energy |  | 0 | 0 | 3 | 3 | 0 | 24 | 5 | 6 | 0.034728 | 0.034728 | $/kWh | Monthly average of LMP price plus base charge of $0.0079 / kWh
electric | energy |  | 0 | 0 | 4 | 4 | 0 | 8 | 0 | 4 | 0.02936 | 0.02936 | $/kWh | Monthly average of LMP price plus base charge of $0.0079 / kWh
electric | energy |  | 0 | 0 | 4 | 4 | 22 | 24 | 0 | 4 | 0.02936 | 0.02936 | $/kWh | Monthly average of LMP price plus base charge of $0.0079 / kWh
electric | energy |  | 0 | 0 | 4 | 4 | 8 | 22 | 0 | 4 | 0.032452 | 0.032452 | $/kWh | Monthly average of LMP price plus base charge of $0.0079 / kWh
electric | energy |  | 0 | 0 | 4 | 4 | 0 | 24 | 5 | 6 | 0.02936 | 0.02936 | $/kWh | Monthly average of LMP price plus base charge of $0.0079 / kWh
electric | energy |  | 0 | 0 | 5 | 5 | 0 | 8 | 0 | 4 | 0.028972 | 0.028972 | $/kWh | Monthly average of LMP price plus base charge of $0.0079 / kWh
electric | energy |  | 0 | 0 | 5 | 5 | 22 | 24 | 0 | 4 | 0.028972 | 0.028972 | $/kWh | Monthly average of LMP price plus base charge of $0.0079 / kWh
electric | energy |  | 0 | 0 | 5 | 5 | 8 | 22 | 0 | 4 | 0.034007 | 0.034007 | $/kWh | Monthly average of LMP price plus base charge of $0.0079 / kWh
electric | energy |  | 0 | 0 | 5 | 5 | 0 | 24 | 5 | 6 | 0.028972 | 0.028972 | $/kWh | Monthly average of LMP price plus base charge of $0.0079 / kWh
electric | energy |  | 0 | 0 | 6 | 6 | 0 | 8 | 0 | 4 | 0.033858 | 0.033858 | $/kWh | Monthly average of LMP price plus base charge of $0.0079 / kWh
electric | energy |  | 0 | 0 | 6 | 6 | 22 | 24 | 0 | 4 | 0.033858 | 0.033858 | $/kWh | Monthly average of LMP price plus base charge of $0.0079 / kWh
electric | energy |  | 0 | 0 | 6 | 6 | 8 | 22 | 0 | 4 | 0.042739 | 0.042739 | $/kWh | Monthly average of LMP price plus base charge of $0.0079 / kWh
electric | energy |  | 0 | 0 | 6 | 6 | 0 | 24 | 5 | 6 | 0.033858 | 0.033858 | $/kWh | Monthly average of LMP price plus base charge of $0.0079 / kWh
electric | energy |  | 0 | 0 | 7 | 7 | 0 | 8 | 0 | 4 | 0.037473 | 0.037473 | $/kWh | Monthly average of LMP price plus base charge of $0.0079 / kWh
electric | energy |  | 0 | 0 | 7 | 7 | 22 | 24 | 0 | 4 | 0.037473 | 0.037473 | $/kWh | Monthly average of LMP price plus base charge of $0.0079 / kWh
electric | energy |  | 0 | 0 | 7 | 7 | 8 | 22 | 0 | 4 | 0.049902 | 0.049902 | $/kWh | Monthly average of LMP price plus base charge of $0.0079 / kWh
electric | energy |  | 0 | 0 | 7 | 7 | 0 | 24 | 5 | 6 | 0.037473 | 0.037473 | $/kWh | Monthly average of LMP price plus base charge of $0.0079 / kWh
electric | energy |  | 0 | 0 | 8 | 8 | 0 | 8 | 0 | 4 | 0.041839 | 0.041839 | $/kWh | Monthly average of LMP price plus base charge of $0.0079 / kWh
electric | energy |  | 0 | 0 | 8 | 8 | 22 | 24 | 0 | 4 | 0.041839 | 0.041839 | $/kWh | Monthly average of LMP price plus base charge of $0.0079 / kWh
electric | energy |  | 0 | 0 | 8 | 8 | 8 | 22 | 0 | 4 | 0.054796 | 0.054796 | $/kWh | Monthly average of LMP price plus base charge of $0.0079 / kWh
electric | energy |  | 0 | 0 | 8 | 8 | 0 | 24 | 5 | 6 | 0.041839 | 0.041839 | $/kWh | Monthly average of LMP price plus base charge of $0.0079 / kWh
electric | energy |  | 0 | 0 | 9 | 9 | 0 | 8 | 0 | 4 | 0.045309 | 0.045309 | $/kWh | Monthly average of LMP price plus base charge of $0.0079 / kWh
electric | energy |  | 0 | 0 | 9 | 9 | 22 | 24 | 0 | 4 | 0.045309 | 0.045309 | $/kWh | Monthly average of LMP price plus base charge of $0.0079 / kWh
electric | energy |  | 0 | 0 | 9 | 9 | 8 | 22 | 0 | 4 | 0.056308 | 0.056308 | $/kWh | Monthly average of LMP price plus base charge of $0.0079 / kWh
electric | energy |  | 0 | 0 | 9 | 9 | 0 | 24 | 5 | 6 | 0.045309 | 0.045309 | $/kWh | Monthly average of LMP price plus base charge of $0.0079 / kWh
electric | energy |  | 0 | 0 | 10 | 10 | 0 | 8 | 0 | 4 | 0.051257 | 0.051257 | $/kWh | Monthly average of LMP price plus base charge of $0.0079 / kWh
electric | energy |  | 0 | 0 | 10 | 10 | 22 | 24 | 0 | 4 | 0.051257 | 0.051257 | $/kWh | Monthly average of LMP price plus base charge of $0.0079 / kWh
electric | energy |  | 0 | 0 | 10 | 10 | 8 | 22 | 0 | 4 | 0.062368 | 0.062368 | $/kWh | Monthly average of LMP price plus base charge of $0.0079 / kWh
electric | energy |  | 0 | 0 | 10 | 10 | 0 | 24 | 5 | 6 | 0.051257 | 0.051257 | $/kWh | Monthly average of LMP price plus base charge of $0.0079 / kWh
electric | energy |  | 0 | 0 | 11 | 11 | 0 | 8 | 0 | 4 | 0.057464 | 0.057464 | $/kWh | Monthly average of LMP price plus base charge of $0.0079 / kWh
electric | energy |  | 0 | 0 | 11 | 11 | 22 | 24 | 0 | 4 | 0.057464 | 0.057464 | $/kWh | Monthly average of LMP price plus base charge of $0.0079 / kWh
electric | energy |  | 0 | 0 | 11 | 11 | 8 | 22 | 0 | 4 | 0.065003 | 0.065003 | $/kWh | Monthly average of LMP price plus base charge of $0.0079 / kWh
electric | energy |  | 0 | 0 | 11 | 11 | 0 | 24 | 5 | 6 | 0.057464 | 0.057464 | $/kWh | Monthly average of LMP price plus base charge of $0.0079 / kWh
electric | energy |  | 0 | 0 | 12 | 12 | 0 | 8 | 0 | 4 | 0.044908 | 0.044908 | $/kWh | Monthly average of LMP price plus base charge of $0.0079 / kWh
electric | energy |  | 0 | 0 | 12 | 12 | 22 | 24 | 0 | 4 | 0.044908 | 0.044908 | $/kWh | Monthly average of LMP price plus base charge of $0.0079 / kWh
electric | energy |  | 0 | 0 | 12 | 12 | 8 | 22 | 0 | 4 | 0.055188 | 0.055188 | $/kWh | Monthly average of LMP price plus base charge of $0.0079 / kWh
electric | energy |  | 0 | 0 | 12 | 12 | 0 | 24 | 5 | 6 | 0.044908 | 0.044908 | $/kWh | Monthly average of LMP price plus base charge of $0.0079 / kWh

## 51000161001
utility | type | period | basic_charge_limit (imperial) | basic_charge_limit (metric) | month_start | month_end | hour_start | hour_end | weekday_start | weekday_end | charge (imperial) | charge (metric) | units | Notes
electric | customer | [9 empty] | 119.61 | 119.61 | $/month
electric | energy |  | 0 | 0 | 1 | 5 | 0 | 7 | 0 | 4 | 0.023071 | 0.023071 | $/kWh | Includes Rider A for fuel costs
electric | energy |  | 0 | 0 | 1 | 5 | 7 | 22 | 0 | 4 | 0.024317 | 0.024317 | $/kWh | Includes Rider A for fuel costs
electric | energy |  | 0 | 0 | 1 | 5 | 22 | 24 | 0 | 4 | 0.023071 | 0.023071 | $/kWh | Includes Rider A for fuel costs
electric | energy |  | 0 | 0 | 1 | 5 | 0 | 24 | 5 | 6 | 0.023071 | 0.023071 | $/kWh | Includes Rider A for fuel costs
electric | energy |  | 0 | 0 | 6 | 9 | 0 | 10 | 0 | 4 | 0.024317 | 0.024317 | $/kWh | Includes Rider A for fuel costs
electric | energy |  | 0 | 0 | 6 | 9 | 10 | 22 | 0 | 4 | 0.023071 | 0.023071 | $/kWh | Includes Rider A for fuel costs
electric | energy |  | 0 | 0 | 6 | 9 | 22 | 24 | 0 | 4 | 0.023071 | 0.023071 | $/kWh | Includes Rider A for fuel costs
electric | energy |  | 0 | 0 | 6 | 9 | 0 | 24 | 5 | 6 | 0.023071 | 0.023071 | $/kWh | Includes Rider A for fuel costs
electric | energy |  | 0 | 0 | 10 | 12 | 0 | 7 | 0 | 4 | 0.023071 | 0.023071 | $/kWh | Includes Rider A for fuel costs
electric | energy |  | 0 | 0 | 10 | 12 | 7 | 22 | 0 | 4 | 0.024317 | 0.024317 | $/kWh | Includes Rider A for fuel costs
electric | energy |  | 0 | 0 | 10 | 12 | 22 | 24 | 0 | 4 | 0.023071 | 0.023071 | $/kWh | Includes Rider A for fuel costs
electric | energy |  | 0 | 0 | 10 | 12 | 0 | 24 | 5 | 6 | 0.023071 | 0.023071 | $/kWh | Includes Rider A for fuel costs
electric | demand | off-peak-winter1 | 0 | 0 | 1 | 5 | 0 | 7 | 0 | 4 | 1.14 | 1.14 | $/kW
electric | demand | on-peak-winter1 | 0 | 0 | 1 | 5 | 7 | 22 | 0 | 4 | 13.451 | 13.451 | $/kW
electric | demand | off-peak-winter1 | 0 | 0 | 1 | 5 | 22 | 24 | 0 | 4 | 1.14 | 1.14 | $/kW
electric | demand | off-peak-winter1 | 0 | 0 | 1 | 5 | 0 | 24 | 5 | 6 | 1.14 | 1.14 | $/kW
electric | demand | off-peak-summer | 0 | 0 | 6 | 9 | 0 | 10 | 0 | 4 | 1.14 | 1.14 | $/kW
electric | demand | on-peak-summer | 0 | 0 | 6 | 9 | 10 | 22 | 0 | 4 | 13.451 | 13.451 | $/kW
electric | demand | off-peak-summer | 0 | 0 | 6 | 9 | 22 | 24 | 0 | 4 | 1.14 | 1.14 | $/kW
electric | demand | off-peak-summer | 0 | 0 | 6 | 9 | 0 | 24 | 5 | 6 | 1.14 | 1.14 | $/kW
electric | demand | off-peak-winter2 | 0 | 0 | 10 | 12 | 0 | 7 | 0 | 4 | 1.14 | 1.14 | $/kW
electric | demand | on-peak-winter2 | 0 | 0 | 10 | 12 | 7 | 22 | 0 | 4 | 13.451 | 13.451 | $/kW
electric | demand | off-peak-winter2 | 0 | 0 | 10 | 12 | 22 | 24 | 0 | 4 | 1.14 | 1.14 | $/kW
electric | demand | off-peak-winter2 | 0 | 0 | 10 | 12 | 0 | 24 | 5 | 6 | 1.14 | 1.14 | $/kW
electric | demand | off-peak-winter1 | 5000 | 5000 | 1 | 5 | 0 | 7 | 0 | 4 | 1.006 | 1.006 | $/kW
electric | demand | on-peak-winter1 | 5000 | 5000 | 1 | 5 | 7 | 22 | 0 | 4 | 13.317 | 13.317 | $/kW
electric | demand | off-peak-winter1 | 5000 | 5000 | 1 | 5 | 22 | 24 | 0 | 4 | 1.006 | 1.006 | $/kW
electric | demand | off-peak-winter1 | 5000 | 5000 | 1 | 5 | 0 | 24 | 5 | 6 | 1.006 | 1.006 | $/kW
electric | demand | off-peak-summer | 5000 | 5000 | 6 | 9 | 0 | 10 | 0 | 4 | 1.006 | 1.006 | $/kW
electric | demand | on-peak-summer | 5000 | 5000 | 6 | 9 | 10 | 22 | 0 | 4 | 13.317 | 13.317 | $/kW
electric | demand | off-peak-summer | 5000 | 5000 | 6 | 9 | 22 | 24 | 0 | 4 | 1.006 | 1.006 | $/kW
electric | demand | off-peak-summer | 5000 | 5000 | 6 | 9 | 0 | 24 | 5 | 6 | 1.006 | 1.006 | $/kW
electric | demand | off-peak-winter2 | 5000 | 5000 | 10 | 12 | 0 | 7 | 0 | 4 | 1.006 | 1.006 | $/kW
electric | demand | on-peak-winter2 | 5000 | 5000 | 10 | 12 | 7 | 22 | 0 | 4 | 13.317 | 13.317 | $/kW
electric | demand | off-peak-winter2 | 5000 | 5000 | 10 | 12 | 22 | 24 | 0 | 4 | 1.006 | 1.006 | $/kW
electric | demand | off-peak-winter2 | 5000 | 5000 | 10 | 12 | 0 | 24 | 5 | 6 | 1.006 | 1.006 | $/kW

## 40000123012
utility | type | period | basic_charge_limit (imperial) | basic_charge_limit (metric) | month_start | month_end | hour_start | hour_end | weekday_start | weekday_end | charge (imperial) | charge (metric) | units | Notes
electric | customer | [9 empty] | 300 | 300 | $/month
electric | energy |  | 0 | 0 | 1 | 5 | 0 | 24 | 0 | 6 | 0.019934 | 0.019934 | $/kWh | Includes Fuel Cost Adjustment (FCA) Factor
electric | energy |  | 0 | 0 | 6 | 9 | 0 | 14 | 0 | 4 | 0.021062 | 0.021062 | $/kWh
electric | energy |  | 0 | 0 | 6 | 9 | 14 | 19 | 0 | 4 | 0.078526 | 0.078526 | $/kWh
electric | energy |  | 0 | 0 | 6 | 9 | 19 | 24 | 0 | 4 | 0.021062 | 0.021062 | $/kWh
electric | energy |  | 0 | 0 | 6 | 9 | 0 | 24 | 5 | 6 | 0.021062 | 0.021062 | $/kWh
electric | energy |  | 0 | 0 | 10 | 10 | 0 | 24 | 0 | 6 | 0.025274 | 0.025274 | $/kWh
electric | energy |  | 0 | 0 | 11 | 12 | 0 | 24 | 0 | 6 | 0.022552 | 0.022552 | $/kWh
electric | demand | maximum | 0 | 0 | 1 | 12 | 0 | 24 | 0 | 6 | 7.128 | 7.128 | $/kW

## 53001280001
utility | type | period | basic_charge_limit (imperial) | basic_charge_limit (metric) | month_start | month_end | hour_start | hour_end | weekday_start | weekday_end | charge (imperial) | charge (metric) | units | Notes
electric | customer | [9 empty] | 1715 | 1715 | $/month | Power Service Agreement required for this rate schedule
electric | energy |  | 0 | 0 | 1 | 12 | 0 | 24 | 0 | 6 | 0.04483 | 0.04483 | $/kWh
electric | demand | maximum | 0 | 0 | 1 | 12 | 0 | 24 | 0 | 6 | 5.11 | 5.11 | $/kW
gas | customer | [9 empty] | 33.84 | 33.84 | $/month
gas | energy |  | 0 | 0 | 1 | 12 | 0 | 24 | 0 | 6 | 0.91728 | 0.32393 | $/therm or $/m3

## 36002001004
utility | type | period | basic_charge_limit (imperial) | basic_charge_limit (metric) | month_start | month_end | hour_start | hour_end | weekday_start | weekday_end | charge (imperial) | charge (metric) | units | Notes
gas | energy |  | 0 | 0 | 1 | 12 | 0 | 24 | 0 | 6 | 250 | 88.2868 | $/therm or $/m3
gas | energy |  | 10 | 28.3168 | 1 | 12 | 0 | 24 | 0 | 6 | 0.2632 | 0.092948 | $/therm or $/m3
electric | customer | [9 empty] | 143.09 | 143.09 | $/month
electric | demand | winter-peak1 | 0 | 0 | 1 | 5 | 8 | 22 | 0 | 4 | 13.96 | 13.96 | $/kW
electric | demand | winter-all-hours1 | 0 | 0 | 1 | 5 | 0 | 24 | 0 | 6 | 4.21 | 4.21 | $/kW
electric | demand | summer-peak | 0 | 0 | 6 | 9 | 8 | 22 | 0 | 4 | 18.44 | 18.44 | $/kW
electric | demand | summer-super-peak | 0 | 0 | 6 | 9 | 8 | 18 | 0 | 4 | 9.15 | 9.15 | $/kW
electric | demand | summer-all-hours | 0 | 0 | 6 | 9 | 0 | 24 | 0 | 6 | 16.66 | 16.66 | $/kW
electric | demand | winter-peak2 | 0 | 0 | 10 | 12 | 8 | 22 | 0 | 4 | 13.96 | 13.96 | $/kW
electric | demand | winter-all-hours2 | 0 | 0 | 10 | 12 | 0 | 24 | 0 | 6 | 4.21 | 4.21 | $/kW
electric | energy |  | 0 | 0 | 1 | 1 | 0 | 8 | 0 | 4 | 0.044678 | 0.044678 | $/kWh | Monthly average of LMP price plus base charge of $0.0079 / kWh
electric | energy |  | 0 | 0 | 1 | 1 | 22 | 24 | 0 | 4 | 0.044678 | 0.044678 | $/kWh | Monthly average of LMP price plus base charge of $0.0079 / kWh
electric | energy |  | 0 | 0 | 1 | 1 | 8 | 22 | 0 | 4 | 0.044254 | 0.044254 | $/kWh | Monthly average of LMP price plus base charge of $0.0079 / kWh
electric | energy |  | 0 | 0 | 1 | 1 | 0 | 24 | 5 | 6 | 0.044678 | 0.044678 | $/kWh | Monthly average of LMP price plus base charge of $0.0079 / kWh
electric | energy |  | 0 | 0 | 2 | 2 | 0 | 8 | 0 | 4 | 0.055976 | 0.055976 | $/kWh | Monthly average of LMP price plus base charge of $0.0079 / kWh
electric | energy |  | 0 | 0 | 2 | 2 | 22 | 24 | 0 | 4 | 0.055976 | 0.055976 | $/kWh | Monthly average of LMP price plus base charge of $0.0079 / kWh
electric | energy |  | 0 | 0 | 2 | 2 | 8 | 22 | 0 | 4 | 0.07268 | 0.07268 | $/kWh | Monthly average of LMP price plus base charge of $0.0079 / kWh
electric | energy |  | 0 | 0 | 2 | 2 | 0 | 24 | 5 | 6 | 0.055976 | 0.055976 | $/kWh | Monthly average of LMP price plus base charge of $0.0079 / kWh
electric | energy |  | 0 | 0 | 3 | 3 | 0 | 8 | 0 | 4 | 0.034728 | 0.034728 | $/kWh | Monthly average of LMP price plus base charge of $0.0079 / kWh
electric | energy |  | 0 | 0 | 3 | 3 | 22 | 24 | 0 | 4 | 0.034728 | 0.034728 | $/kWh | Monthly average of LMP price plus base charge of $0.0079 / kWh
electric | energy |  | 0 | 0 | 3 | 3 | 8 | 22 | 0 | 4 | 0.037299 | 0.037299 | $/kWh | Monthly average of LMP price plus base charge of $0.0079 / kWh
electric | energy |  | 0 | 0 | 3 | 3 | 0 | 24 | 5 | 6 | 0.034728 | 0.034728 | $/kWh | Monthly average of LMP price plus base charge of $0.0079 / kWh
electric | energy |  | 0 | 0 | 4 | 4 | 0 | 8 | 0 | 4 | 0.02936 | 0.02936 | $/kWh | Monthly average of LMP price plus base charge of $0.0079 / kWh
electric | energy |  | 0 | 0 | 4 | 4 | 22 | 24 | 0 | 4 | 0.02936 | 0.02936 | $/kWh | Monthly average of LMP price plus base charge of $0.0079 / kWh
electric | energy |  | 0 | 0 | 4 | 4 | 8 | 22 | 0 | 4 | 0.032452 | 0.032452 | $/kWh | Monthly average of LMP price plus base charge of $0.0079 / kWh
electric | energy |  | 0 | 0 | 4 | 4 | 0 | 24 | 5 | 6 | 0.02936 | 0.02936 | $/kWh | Monthly average of LMP price plus base charge of $0.0079 / kWh
electric | energy |  | 0 | 0 | 5 | 5 | 0 | 8 | 0 | 4 | 0.028972 | 0.028972 | $/kWh | Monthly average of LMP price plus base charge of $0.0079 / kWh
electric | energy |  | 0 | 0 | 5 | 5 | 22 | 24 | 0 | 4 | 0.028972 | 0.028972 | $/kWh | Monthly average of LMP price plus base charge of $0.0079 / kWh
electric | energy |  | 0 | 0 | 5 | 5 | 8 | 22 | 0 | 4 | 0.034007 | 0.034007 | $/kWh | Monthly average of LMP price plus base charge of $0.0079 / kWh
electric | energy |  | 0 | 0 | 5 | 5 | 0 | 24 | 5 | 6 | 0.028972 | 0.028972 | $/kWh | Monthly average of LMP price plus base charge of $0.0079 / kWh
electric | energy |  | 0 | 0 | 6 | 6 | 0 | 8 | 0 | 4 | 0.033858 | 0.033858 | $/kWh | Monthly average of LMP price plus base charge of $0.0079 / kWh
electric | energy |  | 0 | 0 | 6 | 6 | 22 | 24 | 0 | 4 | 0.033858 | 0.033858 | $/kWh | Monthly average of LMP price plus base charge of $0.0079 / kWh
electric | energy |  | 0 | 0 | 6 | 6 | 8 | 22 | 0 | 4 | 0.042739 | 0.042739 | $/kWh | Monthly average of LMP price plus base charge of $0.0079 / kWh
electric | energy |  | 0 | 0 | 6 | 6 | 0 | 24 | 5 | 6 | 0.033858 | 0.033858 | $/kWh | Monthly average of LMP price plus base charge of $0.0079 / kWh
electric | energy |  | 0 | 0 | 7 | 7 | 0 | 8 | 0 | 4 | 0.037473 | 0.037473 | $/kWh | Monthly average of LMP price plus base charge of $0.0079 / kWh
electric | energy |  | 0 | 0 | 7 | 7 | 22 | 24 | 0 | 4 | 0.037473 | 0.037473 | $/kWh | Monthly average of LMP price plus base charge of $0.0079 / kWh
electric | energy |  | 0 | 0 | 7 | 7 | 8 | 22 | 0 | 4 | 0.049902 | 0.049902 | $/kWh | Monthly average of LMP price plus base charge of $0.0079 / kWh
electric | energy |  | 0 | 0 | 7 | 7 | 0 | 24 | 5 | 6 | 0.037473 | 0.037473 | $/kWh | Monthly average of LMP price plus base charge of $0.0079 / kWh
electric | energy |  | 0 | 0 | 8 | 8 | 0 | 8 | 0 | 4 | 0.041839 | 0.041839 | $/kWh | Monthly average of LMP price plus base charge of $0.0079 / kWh
electric | energy |  | 0 | 0 | 8 | 8 | 22 | 24 | 0 | 4 | 0.041839 | 0.041839 | $/kWh | Monthly average of LMP price plus base charge of $0.0079 / kWh
electric | energy |  | 0 | 0 | 8 | 8 | 8 | 22 | 0 | 4 | 0.054796 | 0.054796 | $/kWh | Monthly average of LMP price plus base charge of $0.0079 / kWh
electric | energy |  | 0 | 0 | 8 | 8 | 0 | 24 | 5 | 6 | 0.041839 | 0.041839 | $/kWh | Monthly average of LMP price plus base charge of $0.0079 / kWh
electric | energy |  | 0 | 0 | 9 | 9 | 0 | 8 | 0 | 4 | 0.045309 | 0.045309 | $/kWh | Monthly average of LMP price plus base charge of $0.0079 / kWh
electric | energy |  | 0 | 0 | 9 | 9 | 22 | 24 | 0 | 4 | 0.045309 | 0.045309 | $/kWh | Monthly average of LMP price plus base charge of $0.0079 / kWh
electric | energy |  | 0 | 0 | 9 | 9 | 8 | 22 | 0 | 4 | 0.056308 | 0.056308 | $/kWh | Monthly average of LMP price plus base charge of $0.0079 / kWh
electric | energy |  | 0 | 0 | 9 | 9 | 0 | 24 | 5 | 6 | 0.045309 | 0.045309 | $/kWh | Monthly average of LMP price plus base charge of $0.0079 / kWh
electric | energy |  | 0 | 0 | 10 | 10 | 0 | 8 | 0 | 4 | 0.051257 | 0.051257 | $/kWh | Monthly average of LMP price plus base charge of $0.0079 / kWh
electric | energy |  | 0 | 0 | 10 | 10 | 22 | 24 | 0 | 4 | 0.051257 | 0.051257 | $/kWh | Monthly average of LMP price plus base charge of $0.0079 / kWh
electric | energy |  | 0 | 0 | 10 | 10 | 8 | 22 | 0 | 4 | 0.062368 | 0.062368 | $/kWh | Monthly average of LMP price plus base charge of $0.0079 / kWh
electric | energy |  | 0 | 0 | 10 | 10 | 0 | 24 | 5 | 6 | 0.051257 | 0.051257 | $/kWh | Monthly average of LMP price plus base charge of $0.0079 / kWh
electric | energy |  | 0 | 0 | 11 | 11 | 0 | 8 | 0 | 4 | 0.057464 | 0.057464 | $/kWh | Monthly average of LMP price plus base charge of $0.0079 / kWh
electric | energy |  | 0 | 0 | 11 | 11 | 22 | 24 | 0 | 4 | 0.057464 | 0.057464 | $/kWh | Monthly average of LMP price plus base charge of $0.0079 / kWh
electric | energy |  | 0 | 0 | 11 | 11 | 8 | 22 | 0 | 4 | 0.065003 | 0.065003 | $/kWh | Monthly average of LMP price plus base charge of $0.0079 / kWh
electric | energy |  | 0 | 0 | 11 | 11 | 0 | 24 | 5 | 6 | 0.057464 | 0.057464 | $/kWh | Monthly average of LMP price plus base charge of $0.0079 / kWh
electric | energy |  | 0 | 0 | 12 | 12 | 0 | 8 | 0 | 4 | 0.044908 | 0.044908 | $/kWh | Monthly average of LMP price plus base charge of $0.0079 / kWh
electric | energy |  | 0 | 0 | 12 | 12 | 22 | 24 | 0 | 4 | 0.044908 | 0.044908 | $/kWh | Monthly average of LMP price plus base charge of $0.0079 / kWh
electric | energy |  | 0 | 0 | 12 | 12 | 8 | 22 | 0 | 4 | 0.055188 | 0.055188 | $/kWh | Monthly average of LMP price plus base charge of $0.0079 / kWh
electric | energy |  | 0 | 0 | 12 | 12 | 0 | 24 | 5 | 6 | 0.044908 | 0.044908 | $/kWh | Monthly average of LMP price plus base charge of $0.0079 / kWh

## 32000011001
utility | type | period | basic_charge_limit (imperial) | basic_charge_limit (metric) | month_start | month_end | hour_start | hour_end | weekday_start | weekday_end | charge (imperial) | charge (metric) | units | Notes
electric | customer | [9 empty] | 214.1 | 214.1 | $/month
electric | energy |  | 0 | 0 | 1 | 5 | 0 | 24 | 0 | 6 | 0.04591 | 0.04591 | $/kWh
electric | energy |  | 0 | 0 | 6 | 9 | 0 | 10 | 0 | 6 | 0.04428 | 0.04428 | $/kWh
electric | energy |  | 0 | 0 | 6 | 9 | 10 | 13 | 0 | 6 | 0.05612 | 0.05612 | $/kWh
electric | energy |  | 0 | 0 | 6 | 9 | 13 | 19 | 0 | 6 | 0.08168 | 0.08168 | $/kWh
electric | energy |  | 0 | 0 | 6 | 9 | 19 | 22 | 0 | 6 | 0.05612 | 0.05612 | $/kWh
electric | energy |  | 0 | 0 | 6 | 9 | 22 | 24 | 0 | 6 | 0.04428 | 0.04428 | $/kWh
electric | energy |  | 0 | 0 | 10 | 12 | 0 | 24 | 0 | 6 | 0.04591 | 0.04591 | $/kWh
electric | demand | winter1 | 0 | 0 | 1 | 5 | 0 | 24 | 0 | 6 | 3.58 | 3.58 | $/kW
electric | demand | summer-off-peak | 0 | 0 | 6 | 9 | 0 | 10 | 0 | 6 | 2.73 | 2.73 | $/kW
electric | demand | summer-mid-peak | 0 | 0 | 6 | 9 | 10 | 13 | 0 | 6 | 6.09 | 6.09 | $/kW
electric | demand | summer-on-peak | 0 | 0 | 6 | 9 | 13 | 19 | 0 | 6 | 16.34 | 16.34 | $/kW
electric | demand | summer-mid-peak | 0 | 0 | 6 | 9 | 19 | 22 | 0 | 6 | 6.09 | 6.09 | $/kW
electric | demand | summer-off-peak | 0 | 0 | 6 | 9 | 22 | 24 | 0 | 6 | 2.73 | 2.73 | $/kW
electric | demand | winter2 | 0 | 0 | 10 | 12 | 0 | 24 | 0 | 6 | 3.58 | 3.58 | $/kW

## 36002001006
utility | type | period | basic_charge_limit (imperial) | basic_charge_limit (metric) | month_start | month_end | hour_start | hour_end | weekday_start | weekday_end | charge (imperial) | charge (metric) | units | Notes
gas | energy |  | 0 | 0 | 1 | 12 | 0 | 24 | 0 | 6 | 250 | 88.2868 | $/therm or $/m3
gas | energy |  | 10 | 28.3168 | 1 | 12 | 0 | 24 | 0 | 6 | 0.2632 | 0.092948 | $/therm or $/m3
electric | customer | [9 empty] | 143.09 | 143.09 | $/month
electric | demand | winter-peak1 | 0 | 0 | 1 | 5 | 8 | 22 | 0 | 4 | 13.96 | 13.96 | $/kW
electric | demand | winter-all-hours1 | 0 | 0 | 1 | 5 | 0 | 24 | 0 | 6 | 4.21 | 4.21 | $/kW
electric | demand | summer-peak | 0 | 0 | 6 | 9 | 8 | 22 | 0 | 4 | 18.44 | 18.44 | $/kW
electric | demand | summer-super-peak | 0 | 0 | 6 | 9 | 8 | 18 | 0 | 4 | 9.15 | 9.15 | $/kW
electric | demand | summer-all-hours | 0 | 0 | 6 | 9 | 0 | 24 | 0 | 6 | 16.66 | 16.66 | $/kW
electric | demand | winter-peak2 | 0 | 0 | 10 | 12 | 8 | 22 | 0 | 4 | 13.96 | 13.96 | $/kW
electric | demand | winter-all-hours2 | 0 | 0 | 10 | 12 | 0 | 24 | 0 | 6 | 4.21 | 4.21 | $/kW
electric | energy |  | 0 | 0 | 1 | 1 | 0 | 8 | 0 | 4 | 0.044678 | 0.044678 | $/kWh | Monthly average of LMP price plus base charge of $0.0079 / kWh
electric | energy |  | 0 | 0 | 1 | 1 | 22 | 24 | 0 | 4 | 0.044678 | 0.044678 | $/kWh | Monthly average of LMP price plus base charge of $0.0079 / kWh
electric | energy |  | 0 | 0 | 1 | 1 | 8 | 22 | 0 | 4 | 0.044254 | 0.044254 | $/kWh | Monthly average of LMP price plus base charge of $0.0079 / kWh
electric | energy |  | 0 | 0 | 1 | 1 | 0 | 24 | 5 | 6 | 0.044678 | 0.044678 | $/kWh | Monthly average of LMP price plus base charge of $0.0079 / kWh
electric | energy |  | 0 | 0 | 2 | 2 | 0 | 8 | 0 | 4 | 0.055976 | 0.055976 | $/kWh | Monthly average of LMP price plus base charge of $0.0079 / kWh
electric | energy |  | 0 | 0 | 2 | 2 | 22 | 24 | 0 | 4 | 0.055976 | 0.055976 | $/kWh | Monthly average of LMP price plus base charge of $0.0079 / kWh
electric | energy |  | 0 | 0 | 2 | 2 | 8 | 22 | 0 | 4 | 0.07268 | 0.07268 | $/kWh | Monthly average of LMP price plus base charge of $0.0079 / kWh
electric | energy |  | 0 | 0 | 2 | 2 | 0 | 24 | 5 | 6 | 0.055976 | 0.055976 | $/kWh | Monthly average of LMP price plus base charge of $0.0079 / kWh
electric | energy |  | 0 | 0 | 3 | 3 | 0 | 8 | 0 | 4 | 0.034728 | 0.034728 | $/kWh | Monthly average of LMP price plus base charge of $0.0079 / kWh
electric | energy |  | 0 | 0 | 3 | 3 | 22 | 24 | 0 | 4 | 0.034728 | 0.034728 | $/kWh | Monthly average of LMP price plus base charge of $0.0079 / kWh
electric | energy |  | 0 | 0 | 3 | 3 | 8 | 22 | 0 | 4 | 0.037299 | 0.037299 | $/kWh | Monthly average of LMP price plus base charge of $0.0079 / kWh
electric | energy |  | 0 | 0 | 3 | 3 | 0 | 24 | 5 | 6 | 0.034728 | 0.034728 | $/kWh | Monthly average of LMP price plus base charge of $0.0079 / kWh
electric | energy |  | 0 | 0 | 4 | 4 | 0 | 8 | 0 | 4 | 0.02936 | 0.02936 | $/kWh | Monthly average of LMP price plus base charge of $0.0079 / kWh
electric | energy |  | 0 | 0 | 4 | 4 | 22 | 24 | 0 | 4 | 0.02936 | 0.02936 | $/kWh | Monthly average of LMP price plus base charge of $0.0079 / kWh
electric | energy |  | 0 | 0 | 4 | 4 | 8 | 22 | 0 | 4 | 0.032452 | 0.032452 | $/kWh | Monthly average of LMP price plus base charge of $0.0079 / kWh
electric | energy |  | 0 | 0 | 4 | 4 | 0 | 24 | 5 | 6 | 0.02936 | 0.02936 | $/kWh | Monthly average of LMP price plus base charge of $0.0079 / kWh
electric | energy |  | 0 | 0 | 5 | 5 | 0 | 8 | 0 | 4 | 0.028972 | 0.028972 | $/kWh | Monthly average of LMP price plus base charge of $0.0079 / kWh
electric | energy |  | 0 | 0 | 5 | 5 | 22 | 24 | 0 | 4 | 0.028972 | 0.028972 | $/kWh | Monthly average of LMP price plus base charge of $0.0079 / kWh
electric | energy |  | 0 | 0 | 5 | 5 | 8 | 22 | 0 | 4 | 0.034007 | 0.034007 | $/kWh | Monthly average of LMP price plus base charge of $0.0079 / kWh
electric | energy |  | 0 | 0 | 5 | 5 | 0 | 24 | 5 | 6 | 0.028972 | 0.028972 | $/kWh | Monthly average of LMP price plus base charge of $0.0079 / kWh
electric | energy |  | 0 | 0 | 6 | 6 | 0 | 8 | 0 | 4 | 0.033858 | 0.033858 | $/kWh | Monthly average of LMP price plus base charge of $0.0079 / kWh
electric | energy |  | 0 | 0 | 6 | 6 | 22 | 24 | 0 | 4 | 0.033858 | 0.033858 | $/kWh | Monthly average of LMP price plus base charge of $0.0079 / kWh
electric | energy |  | 0 | 0 | 6 | 6 | 8 | 22 | 0 | 4 | 0.042739 | 0.042739 | $/kWh | Monthly average of LMP price plus base charge of $0.0079 / kWh
electric | energy |  | 0 | 0 | 6 | 6 | 0 | 24 | 5 | 6 | 0.033858 | 0.033858 | $/kWh | Monthly average of LMP price plus base charge of $0.0079 / kWh
electric | energy |  | 0 | 0 | 7 | 7 | 0 | 8 | 0 | 4 | 0.037473 | 0.037473 | $/kWh | Monthly average of LMP price plus base charge of $0.0079 / kWh
electric | energy |  | 0 | 0 | 7 | 7 | 22 | 24 | 0 | 4 | 0.037473 | 0.037473 | $/kWh | Monthly average of LMP price plus base charge of $0.0079 / kWh
electric | energy |  | 0 | 0 | 7 | 7 | 8 | 22 | 0 | 4 | 0.049902 | 0.049902 | $/kWh | Monthly average of LMP price plus base charge of $0.0079 / kWh
electric | energy |  | 0 | 0 | 7 | 7 | 0 | 24 | 5 | 6 | 0.037473 | 0.037473 | $/kWh | Monthly average of LMP price plus base charge of $0.0079 / kWh
electric | energy |  | 0 | 0 | 8 | 8 | 0 | 8 | 0 | 4 | 0.041839 | 0.041839 | $/kWh | Monthly average of LMP price plus base charge of $0.0079 / kWh
electric | energy |  | 0 | 0 | 8 | 8 | 22 | 24 | 0 | 4 | 0.041839 | 0.041839 | $/kWh | Monthly average of LMP price plus base charge of $0.0079 / kWh
electric | energy |  | 0 | 0 | 8 | 8 | 8 | 22 | 0 | 4 | 0.054796 | 0.054796 | $/kWh | Monthly average of LMP price plus base charge of $0.0079 / kWh
electric | energy |  | 0 | 0 | 8 | 8 | 0 | 24 | 5 | 6 | 0.041839 | 0.041839 | $/kWh | Monthly average of LMP price plus base charge of $0.0079 / kWh
electric | energy |  | 0 | 0 | 9 | 9 | 0 | 8 | 0 | 4 | 0.045309 | 0.045309 | $/kWh | Monthly average of LMP price plus base charge of $0.0079 / kWh
electric | energy |  | 0 | 0 | 9 | 9 | 22 | 24 | 0 | 4 | 0.045309 | 0.045309 | $/kWh | Monthly average of LMP price plus base charge of $0.0079 / kWh
electric | energy |  | 0 | 0 | 9 | 9 | 8 | 22 | 0 | 4 | 0.056308 | 0.056308 | $/kWh | Monthly average of LMP price plus base charge of $0.0079 / kWh
electric | energy |  | 0 | 0 | 9 | 9 | 0 | 24 | 5 | 6 | 0.045309 | 0.045309 | $/kWh | Monthly average of LMP price plus base charge of $0.0079 / kWh
electric | energy |  | 0 | 0 | 10 | 10 | 0 | 8 | 0 | 4 | 0.051257 | 0.051257 | $/kWh | Monthly average of LMP price plus base charge of $0.0079 / kWh
electric | energy |  | 0 | 0 | 10 | 10 | 22 | 24 | 0 | 4 | 0.051257 | 0.051257 | $/kWh | Monthly average of LMP price plus base charge of $0.0079 / kWh
electric | energy |  | 0 | 0 | 10 | 10 | 8 | 22 | 0 | 4 | 0.062368 | 0.062368 | $/kWh | Monthly average of LMP price plus base charge of $0.0079 / kWh
electric | energy |  | 0 | 0 | 10 | 10 | 0 | 24 | 5 | 6 | 0.051257 | 0.051257 | $/kWh | Monthly average of LMP price plus base charge of $0.0079 / kWh
electric | energy |  | 0 | 0 | 11 | 11 | 0 | 8 | 0 | 4 | 0.057464 | 0.057464 | $/kWh | Monthly average of LMP price plus base charge of $0.0079 / kWh
electric | energy |  | 0 | 0 | 11 | 11 | 22 | 24 | 0 | 4 | 0.057464 | 0.057464 | $/kWh | Monthly average of LMP price plus base charge of $0.0079 / kWh
electric | energy |  | 0 | 0 | 11 | 11 | 8 | 22 | 0 | 4 | 0.065003 | 0.065003 | $/kWh | Monthly average of LMP price plus base charge of $0.0079 / kWh
electric | energy |  | 0 | 0 | 11 | 11 | 0 | 24 | 5 | 6 | 0.057464 | 0.057464 | $/kWh | Monthly average of LMP price plus base charge of $0.0079 / kWh
electric | energy |  | 0 | 0 | 12 | 12 | 0 | 8 | 0 | 4 | 0.044908 | 0.044908 | $/kWh | Monthly average of LMP price plus base charge of $0.0079 / kWh
electric | energy |  | 0 | 0 | 12 | 12 | 22 | 24 | 0 | 4 | 0.044908 | 0.044908 | $/kWh | Monthly average of LMP price plus base charge of $0.0079 / kWh
electric | energy |  | 0 | 0 | 12 | 12 | 8 | 22 | 0 | 4 | 0.055188 | 0.055188 | $/kWh | Monthly average of LMP price plus base charge of $0.0079 / kWh
electric | energy |  | 0 | 0 | 12 | 12 | 0 | 24 | 5 | 6 | 0.044908 | 0.044908 | $/kWh | Monthly average of LMP price plus base charge of $0.0079 / kWh

## 41000017001
utility | type | period | basic_charge_limit (imperial) | basic_charge_limit (metric) | month_start | month_end | hour_start | hour_end | weekday_start | weekday_end | charge (imperial) | charge (metric) | units | Notes
electric | customer | [9 empty] | 1890 | 1890 | $/month
electric | energy |  | 0 | 0 | 1 | 12 | 0 | 6 | 0 | 5 | 0.04367 | 0.04367 | $/kWh
electric | energy |  | 0 | 0 | 1 | 12 | 6 | 22 | 0 | 5 | 0.05867 | 0.05867 | $/kWh
electric | energy |  | 0 | 0 | 1 | 12 | 22 | 24 | 0 | 5 | 0.04367 | 0.04367 | $/kWh
electric | energy |  | 0 | 0 | 1 | 12 | 0 | 24 | 6 | 6 | 0.04367 | 0.04367 | $/kWh
electric | demand | maximum | 0 | 0 | 1 | 12 | 0 | 24 | 0 | 6 | 1.49 | 1.49 | $/kW
electric | demand | on-peak | 0 | 0 | 1 | 12 | 6 | 22 | 0 | 5 | 3.29 | 3.29 | $/kW
electric | demand | maximum | 4000 | 4000 | 1 | 12 | 0 | 24 | 0 | 6 | 1.18 | 1.18 | $/kW
gas | customer | [9 empty] | 325 | 325 | $/month
gas | energy |  | 0 | 0 | 1 | 12 | 0 | 24 | 0 | 6 | 0.58665 | 0.20717 | $/therm or $/m3
gas | energy |  | 2000 | 5663.36 | 1 | 12 | 0 | 24 | 0 | 6 | 0.56692 | 0.20021 | $/therm or $/m3

## 47000245002
utility | type | period | basic_charge_limit (imperial) | basic_charge_limit (metric) | month_start | month_end | hour_start | hour_end | weekday_start | weekday_end | charge (imperial) | charge (metric) | units | Notes
electric | customer | [9 empty] | 1910 | 1910 | $/month
electric | energy |  | 0 | 0 | 1 | 1 | 0 | 5 | 0 | 4 | 0.05963 | 0.05963 | $/kWh | Includes total monthly fuel cost adjusment (TMFCA)
electric | energy |  | 0 | 0 | 1 | 1 | 5 | 11 | 0 | 4 | 0.06732 | 0.06732 | $/kWh | Includes total monthly fuel cost adjusment (TMFCA)
electric | energy |  | 0 | 0 | 1 | 1 | 11 | 24 | 0 | 4 | 0.05963 | 0.05963 | $/kWh | Includes total monthly fuel cost adjusment (TMFCA)
electric | energy |  | 0 | 0 | 1 | 1 | 0 | 24 | 5 | 6 | 0.05963 | 0.05963 | $/kWh | Includes total monthly fuel cost adjusment (TMFCA)
electric | energy |  | 0 | 0 | 2 | 2 | 0 | 5 | 0 | 4 | 0.05879 | 0.05879 | $/kWh | Includes total monthly fuel cost adjusment (TMFCA)
electric | energy |  | 0 | 0 | 2 | 2 | 5 | 11 | 0 | 4 | 0.06648 | 0.06648 | $/kWh | Includes total monthly fuel cost adjusment (TMFCA)
electric | energy |  | 0 | 0 | 2 | 2 | 11 | 24 | 0 | 4 | 0.05879 | 0.05879 | $/kWh | Includes total monthly fuel cost adjusment (TMFCA)
electric | energy |  | 0 | 0 | 2 | 2 | 0 | 24 | 5 | 6 | 0.05879 | 0.05879 | $/kWh | Includes total monthly fuel cost adjusment (TMFCA)
electric | energy |  | 0 | 0 | 3 | 3 | 0 | 5 | 0 | 4 | 0.05932 | 0.05932 | $/kWh | Includes total monthly fuel cost adjusment (TMFCA)
electric | energy |  | 0 | 0 | 3 | 3 | 5 | 11 | 0 | 4 | 0.06701 | 0.06701 | $/kWh | Includes total monthly fuel cost adjusment (TMFCA)
electric | energy |  | 0 | 0 | 3 | 3 | 11 | 24 | 0 | 4 | 0.05932 | 0.05932 | $/kWh | Includes total monthly fuel cost adjusment (TMFCA)
electric | energy |  | 0 | 0 | 3 | 3 | 0 | 24 | 5 | 6 | 0.05932 | 0.05932 | $/kWh | Includes total monthly fuel cost adjusment (TMFCA)
electric | energy |  | 0 | 0 | 4 | 4 | 0 | 24 | 0 | 4 | 0.05975 | 0.05975 | $/kWh | Includes total monthly fuel cost adjusment (TMFCA)
electric | energy |  | 0 | 0 | 5 | 5 | 0 | 24 | 0 | 4 | 0.05789 | 0.05789 | $/kWh | Includes total monthly fuel cost adjusment (TMFCA)
electric | energy |  | 0 | 0 | 6 | 6 | 0 | 14 | 0 | 4 | 0.05811 | 0.05811 | $/kWh | Includes total monthly fuel cost adjusment (TMFCA)
electric | energy |  | 0 | 0 | 6 | 6 | 14 | 20 | 0 | 4 | 0.08302 | 0.08302 | $/kWh | Includes total monthly fuel cost adjusment (TMFCA)
electric | energy |  | 0 | 0 | 6 | 6 | 20 | 24 | 0 | 4 | 0.05811 | 0.05811 | $/kWh | Includes total monthly fuel cost adjusment (TMFCA)
electric | energy |  | 0 | 0 | 6 | 6 | 0 | 24 | 5 | 6 | 0.05811 | 0.05811 | $/kWh | Includes total monthly fuel cost adjusment (TMFCA)
electric | energy |  | 0 | 0 | 7 | 7 | 0 | 14 | 0 | 4 | 0.06002 | 0.06002 | $/kWh | Includes total monthly fuel cost adjusment (TMFCA)
electric | energy |  | 0 | 0 | 7 | 7 | 14 | 20 | 0 | 4 | 0.08493 | 0.08493 | $/kWh | Includes total monthly fuel cost adjusment (TMFCA)
electric | energy |  | 0 | 0 | 7 | 7 | 20 | 24 | 0 | 4 | 0.06002 | 0.06002 | $/kWh | Includes total monthly fuel cost adjusment (TMFCA)
electric | energy |  | 0 | 0 | 7 | 7 | 0 | 24 | 5 | 6 | 0.06002 | 0.06002 | $/kWh | Includes total monthly fuel cost adjusment (TMFCA)
electric | energy |  | 0 | 0 | 8 | 8 | 0 | 14 | 0 | 4 | 0.05981 | 0.05981 | $/kWh | Includes total monthly fuel cost adjusment (TMFCA)
electric | energy |  | 0 | 0 | 8 | 8 | 14 | 20 | 0 | 4 | 0.08472 | 0.08472 | $/kWh | Includes total monthly fuel cost adjusment (TMFCA)
electric | energy |  | 0 | 0 | 8 | 8 | 20 | 24 | 0 | 4 | 0.05981 | 0.05981 | $/kWh | Includes total monthly fuel cost adjusment (TMFCA)
electric | energy |  | 0 | 0 | 8 | 8 | 0 | 24 | 5 | 6 | 0.05981 | 0.05981 | $/kWh | Includes total monthly fuel cost adjusment (TMFCA)
electric | energy |  | 0 | 0 | 9 | 9 | 0 | 14 | 0 | 4 | 0.05885 | 0.05885 | $/kWh | Includes total monthly fuel cost adjusment (TMFCA)
electric | energy |  | 0 | 0 | 9 | 9 | 14 | 20 | 0 | 4 | 0.08376 | 0.08376 | $/kWh | Includes total monthly fuel cost adjusment (TMFCA)
electric | energy |  | 0 | 0 | 9 | 9 | 20 | 24 | 0 | 4 | 0.05885 | 0.05885 | $/kWh | Includes total monthly fuel cost adjusment (TMFCA)
electric | energy |  | 0 | 0 | 9 | 9 | 0 | 24 | 5 | 6 | 0.05885 | 0.05885 | $/kWh | Includes total monthly fuel cost adjusment (TMFCA)
electric | energy |  | 0 | 0 | 10 | 10 | 0 | 24 | 0 | 4 | 0.06106 | 0.06106 | $/kWh | Includes total monthly fuel cost adjusment (TMFCA)
electric | energy |  | 0 | 0 | 11 | 11 | 0 | 24 | 0 | 4 | 0.06397 | 0.06397 | $/kWh | Includes total monthly fuel cost adjusment (TMFCA)
electric | energy |  | 0 | 0 | 12 | 12 | 0 | 5 | 0 | 4 | 0.06795 | 0.06795 | $/kWh | Includes total monthly fuel cost adjusment (TMFCA)
electric | energy |  | 0 | 0 | 12 | 12 | 5 | 11 | 0 | 4 | 0.07564 | 0.07564 | $/kWh | Includes total monthly fuel cost adjusment (TMFCA)
electric | energy |  | 0 | 0 | 12 | 12 | 11 | 24 | 0 | 4 | 0.06795 | 0.06795 | $/kWh | Includes total monthly fuel cost adjusment (TMFCA)
electric | energy |  | 0 | 0 | 12 | 12 | 0 | 24 | 5 | 6 | 0.06795 | 0.06795 | $/kWh | Includes total monthly fuel cost adjusment (TMFCA)
electric | demand | winter-peak1 | 0 | 0 | 1 | 3 | 5 | 11 | 0 | 4 | 9.9 | 9.9 | $/kW
electric | demand | transition-peak1 | 0 | 0 | 4 | 5 | 14 | 20 | 0 | 4 | 9.9 | 9.9 | $/kW
electric | demand | summer-peak | 0 | 0 | 6 | 9 | 14 | 20 | 0 | 4 | 10.87 | 10.87 | $/kW
electric | demand | transition-peak2 | 0 | 0 | 10 | 10 | 14 | 20 | 0 | 4 | 9.9 | 9.9 | $/kW
electric | demand | winter-peak2 | 0 | 0 | 11 | 12 | 5 | 11 | 0 | 4 | 9.9 | 9.9 | $/kW
electric | demand | maximum | 0 | 0 | 1 | 12 | 0 | 24 | 0 | 6 | 5.46 | 5.46 | $/kW

## 24000001002
utility | type | period | basic_charge_limit (imperial) | basic_charge_limit (metric) | month_start | month_end | hour_start | hour_end | weekday_start | weekday_end | charge (imperial) | charge (metric) | units | Notes
electric | customer | [9 empty] | 600 | 600 | $/month
electric | energy |  | 0 | 0 | 1 | 5 | 0 | 7 | 0 | 4 | 0.05727 | 0.05727 | $/kWh
electric | energy |  | 0 | 0 | 1 | 5 | 7 | 11 | 0 | 4 | 0.08667 | 0.08667 | $/kWh
electric | energy |  | 0 | 0 | 1 | 5 | 11 | 17 | 0 | 4 | 0.07888 | 0.07888 | $/kWh
electric | energy |  | 0 | 0 | 1 | 5 | 17 | 21 | 0 | 4 | 0.08667 | 0.08667 | $/kWh
electric | energy |  | 0 | 0 | 1 | 5 | 21 | 24 | 0 | 4 | 0.05727 | 0.05727 | $/kWh
electric | energy |  | 0 | 0 | 1 | 5 | 0 | 24 | 5 | 6 | 0.05727 | 0.05727 | $/kWh
electric | energy |  | 0 | 0 | 6 | 9 | 0 | 7 | 0 | 4 | 0.05727 | 0.05727 | $/kWh
electric | energy |  | 0 | 0 | 6 | 9 | 7 | 10 | 0 | 4 | 0.07888 | 0.07888 | $/kWh
electric | energy |  | 0 | 0 | 6 | 9 | 10 | 20 | 0 | 4 | 0.08667 | 0.08667 | $/kWh
electric | energy |  | 0 | 0 | 6 | 9 | 20 | 23 | 0 | 4 | 0.07888 | 0.07888 | $/kWh
electric | energy |  | 0 | 0 | 6 | 9 | 23 | 24 | 0 | 4 | 0.05727 | 0.05727 | $/kWh
electric | energy |  | 0 | 0 | 6 | 9 | 0 | 24 | 5 | 6 | 0.05727 | 0.05727 | $/kWh
electric | energy |  | 0 | 0 | 10 | 12 | 0 | 7 | 0 | 4 | 0.05727 | 0.05727 | $/kWh
electric | energy |  | 0 | 0 | 10 | 12 | 7 | 11 | 0 | 4 | 0.07888 | 0.07888 | $/kWh
electric | energy |  | 0 | 0 | 10 | 12 | 11 | 17 | 0 | 4 | 0.08667 | 0.08667 | $/kWh
electric | energy |  | 0 | 0 | 10 | 12 | 17 | 21 | 0 | 4 | 0.07888 | 0.07888 | $/kWh
electric | energy |  | 0 | 0 | 10 | 12 | 21 | 24 | 0 | 4 | 0.05727 | 0.05727 | $/kWh
electric | energy |  | 0 | 0 | 10 | 12 | 0 | 24 | 5 | 6 | 0.05727 | 0.05727 | $/kWh
electric | demand | maximum | 0 | 0 | 1 | 12 | 0 | 24 | 0 | 6 | 7.04 | 7.04 | $/kW

## 42006056001
utility | type | period | basic_charge_limit (imperial) | basic_charge_limit (metric) | month_start | month_end | hour_start | hour_end | weekday_start | weekday_end | charge (imperial) | charge (metric) | units | Notes
electric | customer | [9 empty] | 3413.98 | 3413.98 | $/month
electric | demand | maximum | 0 | 0 | 1 | 12 | 8 | 20 | 0 | 4 | 1.86 | 1.86 | $/kW
electric | energy |  | 0 | 0 | 1 | 1 | 0 | 24 | 0 | 6 | 0.024432 | 0.024432 | $/kWh
electric | energy |  | 0 | 0 | 2 | 2 | 0 | 24 | 0 | 6 | 0.038349 | 0.038349 | $/kWh
electric | energy |  | 0 | 0 | 3 | 3 | 0 | 24 | 0 | 6 | 0.023248 | 0.023248 | $/kWh
electric | energy |  | 0 | 0 | 4 | 4 | 0 | 24 | 0 | 6 | 0.021871 | 0.021871 | $/kWh
electric | energy |  | 0 | 0 | 5 | 5 | 0 | 24 | 0 | 6 | 0.026041 | 0.026041 | $/kWh
electric | energy |  | 0 | 0 | 6 | 6 | 0 | 24 | 0 | 6 | 0.028627 | 0.028627 | $/kWh
electric | energy |  | 0 | 0 | 7 | 7 | 0 | 24 | 0 | 6 | 0.033869 | 0.033869 | $/kWh
electric | energy |  | 0 | 0 | 8 | 8 | 0 | 24 | 0 | 6 | 0.042257 | 0.042257 | $/kWh
electric | energy |  | 0 | 0 | 9 | 9 | 0 | 24 | 0 | 6 | 0.04399 | 0.04399 | $/kWh
electric | energy |  | 0 | 0 | 10 | 10 | 0 | 24 | 0 | 6 | 0.054246 | 0.054246 | $/kWh
electric | energy |  | 0 | 0 | 11 | 11 | 0 | 24 | 0 | 6 | 0.063117 | 0.063117 | $/kWh
electric | energy |  | 0 | 0 | 12 | 12 | 0 | 24 | 0 | 6 | 0.038052 | 0.038052 | $/kWh

## 53000776001
utility | type | period | basic_charge_limit (imperial) | basic_charge_limit (metric) | month_start | month_end | hour_start | hour_end | weekday_start | weekday_end | charge (imperial) | charge (metric) | units | Notes
electric | customer | [9 empty] | 358.11 | 358.11 | $/month
electric | demand | winter1 | 0 | 0 | 1 | 3 | 0 | 24 | 0 | 6 | 12.56 | 12.56 | $/kW
electric | demand | summer | 0 | 0 | 4 | 9 | 0 | 24 | 0 | 6 | 8.48 | 8.48 | $/kW
electric | demand | winter2 | 0 | 0 | 10 | 12 | 0 | 24 | 0 | 6 | 12.56 | 12.56 | $/kW
electric | energy |  | 0 | 0 | 1 | 12 | 0 | 24 | 0 | 6 | 0.070949 | 0.070949 | $/kWh
gas | customer | [9 empty] | 33.84 | 33.84 | $/month
gas | energy |  | 0 | 0 | 1 | 12 | 0 | 24 | 0 | 6 | 0.91728 | 0.32393 | $/therm or $/m3

## 47000940001
utility | type | period | basic_charge_limit (imperial) | basic_charge_limit (metric) | month_start | month_end | hour_start | hour_end | weekday_start | weekday_end | charge (imperial) | charge (metric) | units | Notes
electric | customer | [9 empty] | 2005.26 | 2005.26 | $/month
electric | energy |  | 0 | 0 | 1 | 1 | 0 | 4 | 0 | 4 | 0.06318 | 0.06318 | $/kWh
electric | energy |  | 0 | 0 | 1 | 1 | 4 | 10 | 0 | 4 | 0.09011 | 0.09011 | $/kWh | Includes TVA Fuel Cost Adjustment
electric | energy |  | 0 | 0 | 1 | 1 | 10 | 24 | 0 | 4 | 0.06318 | 0.06318 | $/kWh | Includes TVA Fuel Cost Adjustment
electric | energy |  | 0 | 0 | 2 | 2 | 0 | 4 | 0 | 4 | 0.06229 | 0.06229 | $/kWh | Includes TVA Fuel Cost Adjustment
electric | energy |  | 0 | 0 | 2 | 2 | 4 | 10 | 0 | 4 | 0.08922 | 0.08922 | $/kWh | Includes TVA Fuel Cost Adjustment
electric | energy |  | 0 | 0 | 2 | 2 | 10 | 24 | 0 | 4 | 0.06229 | 0.06229 | $/kWh | Includes TVA Fuel Cost Adjustment
electric | energy |  | 0 | 0 | 3 | 3 | 0 | 4 | 0 | 4 | 0.06303 | 0.06303 | $/kWh | Includes TVA Fuel Cost Adjustment
electric | energy |  | 0 | 0 | 3 | 3 | 4 | 10 | 0 | 4 | 0.08996 | 0.08996 | $/kWh | Includes TVA Fuel Cost Adjustment
electric | energy |  | 0 | 0 | 3 | 3 | 10 | 24 | 0 | 4 | 0.06303 | 0.06303 | $/kWh | Includes TVA Fuel Cost Adjustment
electric | energy |  | 0 | 0 | 4 | 4 | 0 | 13 | 0 | 4 | 0.06806 | 0.06806 | $/kWh | Includes TVA Fuel Cost Adjustment
electric | energy |  | 0 | 0 | 4 | 4 | 13 | 19 | 0 | 4 | 0.09499 | 0.09499 | $/kWh | Includes TVA Fuel Cost Adjustment
electric | energy |  | 0 | 0 | 4 | 4 | 20 | 24 | 0 | 4 | 0.06806 | 0.06806 | $/kWh | Includes TVA Fuel Cost Adjustment
electric | energy |  | 0 | 0 | 5 | 5 | 0 | 13 | 0 | 4 | 0.06476 | 0.06476 | $/kWh | Includes TVA Fuel Cost Adjustment
electric | energy |  | 0 | 0 | 5 | 5 | 13 | 19 | 0 | 4 | 0.09169 | 0.09169 | $/kWh | Includes TVA Fuel Cost Adjustment
electric | energy |  | 0 | 0 | 5 | 5 | 20 | 24 | 0 | 4 | 0.06476 | 0.06476 | $/kWh | Includes TVA Fuel Cost Adjustment
electric | energy |  | 0 | 0 | 6 | 6 | 0 | 13 | 0 | 4 | 0.06484 | 0.06484 | $/kWh | Includes TVA Fuel Cost Adjustment
electric | energy |  | 0 | 0 | 6 | 6 | 13 | 19 | 0 | 4 | 0.09177 | 0.09177 | $/kWh | Includes TVA Fuel Cost Adjustment
electric | energy |  | 0 | 0 | 6 | 6 | 20 | 24 | 0 | 4 | 0.06484 | 0.06484 | $/kWh | Includes TVA Fuel Cost Adjustment
electric | energy |  | 0 | 0 | 7 | 7 | 0 | 13 | 0 | 4 | 0.06663 | 0.06663 | $/kWh | Includes TVA Fuel Cost Adjustment
electric | energy |  | 0 | 0 | 7 | 7 | 13 | 19 | 0 | 4 | 0.09356 | 0.09356 | $/kWh | Includes TVA Fuel Cost Adjustment
electric | energy |  | 0 | 0 | 7 | 7 | 20 | 24 | 0 | 4 | 0.06663 | 0.06663 | $/kWh | Includes TVA Fuel Cost Adjustment
electric | energy |  | 0 | 0 | 8 | 8 | 0 | 13 | 0 | 4 | 0.06634 | 0.06634 | $/kWh | Includes TVA Fuel Cost Adjustment
electric | energy |  | 0 | 0 | 8 | 8 | 13 | 19 | 0 | 4 | 0.09327 | 0.09327 | $/kWh | Includes TVA Fuel Cost Adjustment
electric | energy |  | 0 | 0 | 8 | 8 | 20 | 24 | 0 | 4 | 0.06634 | 0.06634 | $/kWh | Includes TVA Fuel Cost Adjustment
electric | energy |  | 0 | 0 | 9 | 9 | 0 | 13 | 0 | 4 | 0.06557 | 0.06557 | $/kWh | Includes TVA Fuel Cost Adjustment
electric | energy |  | 0 | 0 | 9 | 9 | 13 | 19 | 0 | 4 | 0.0925 | 0.0925 | $/kWh | Includes TVA Fuel Cost Adjustment
electric | energy |  | 0 | 0 | 9 | 9 | 20 | 24 | 0 | 4 | 0.06557 | 0.06557 | $/kWh | Includes TVA Fuel Cost Adjustment
electric | energy |  | 0 | 0 | 10 | 10 | 0 | 13 | 0 | 4 | 0.046603 | 0.046603 | $/kWh | Includes TVA Fuel Cost Adjustment
electric | energy |  | 0 | 0 | 10 | 10 | 13 | 19 | 0 | 4 | 0.073533 | 0.073533 | $/kWh | Includes TVA Fuel Cost Adjustment
electric | energy |  | 0 | 0 | 10 | 10 | 20 | 24 | 0 | 4 | 0.046603 | 0.046603 | $/kWh | Includes TVA Fuel Cost Adjustment
electric | energy |  | 0 | 0 | 11 | 11 | 0 | 4 | 0 | 4 | 0.06973 | 0.06973 | $/kWh | Includes TVA Fuel Cost Adjustment
electric | energy |  | 0 | 0 | 11 | 11 | 4 | 10 | 0 | 4 | 0.09666 | 0.09666 | $/kWh | Includes TVA Fuel Cost Adjustment
electric | energy |  | 0 | 0 | 11 | 11 | 10 | 24 | 0 | 4 | 0.06973 | 0.06973 | $/kWh | Includes TVA Fuel Cost Adjustment
electric | energy |  | 0 | 0 | 12 | 12 | 0 | 4 | 0 | 4 | 0.0715 | 0.0715 | $/kWh | Includes TVA Fuel Cost Adjustment
electric | energy |  | 0 | 0 | 12 | 12 | 4 | 10 | 0 | 4 | 0.09843 | 0.09843 | $/kWh | Includes TVA Fuel Cost Adjustment
electric | energy |  | 0 | 0 | 12 | 12 | 10 | 24 | 0 | 4 | 0.0715 | 0.0715 | $/kWh | Includes TVA Fuel Cost Adjustment
electric | energy |  | 0 | 0 | 1 | 1 | 0 | 24 | 5 | 6 | 0.06318 | 0.06318 | $/kWh | Includes TVA Fuel Cost Adjustment
electric | energy |  | 0 | 0 | 2 | 2 | 0 | 24 | 5 | 6 | 0.06229 | 0.06229 | $/kWh | Includes TVA Fuel Cost Adjustment
electric | energy |  | 0 | 0 | 3 | 3 | 0 | 24 | 5 | 6 | 0.06303 | 0.06303 | $/kWh | Includes TVA Fuel Cost Adjustment
electric | energy |  | 0 | 0 | 4 | 4 | 0 | 24 | 5 | 6 | 0.06806 | 0.06806 | $/kWh | Includes TVA Fuel Cost Adjustment
electric | energy |  | 0 | 0 | 5 | 5 | 0 | 24 | 5 | 6 | 0.06476 | 0.06476 | $/kWh | Includes TVA Fuel Cost Adjustment
electric | energy |  | 0 | 0 | 6 | 6 | 0 | 24 | 5 | 6 | 0.06484 | 0.06484 | $/kWh | Includes TVA Fuel Cost Adjustment
electric | energy |  | 0 | 0 | 7 | 7 | 0 | 24 | 5 | 6 | 0.06663 | 0.06663 | $/kWh | Includes TVA Fuel Cost Adjustment
electric | energy |  | 0 | 0 | 8 | 8 | 0 | 24 | 5 | 6 | 0.06634 | 0.06634 | $/kWh | Includes TVA Fuel Cost Adjustment
electric | energy |  | 0 | 0 | 9 | 9 | 0 | 24 | 5 | 6 | 0.06557 | 0.06557 | $/kWh | Includes TVA Fuel Cost Adjustment
electric | energy |  | 0 | 0 | 10 | 10 | 0 | 24 | 5 | 6 | 0.046603 | 0.046603 | $/kWh | Includes TVA Fuel Cost Adjustment
electric | energy |  | 0 | 0 | 11 | 11 | 0 | 24 | 5 | 6 | 0.06973 | 0.06973 | $/kWh | Includes TVA Fuel Cost Adjustment
electric | energy |  | 0 | 0 | 12 | 12 | 0 | 24 | 5 | 6 | 0.0715 | 0.0715 | $/kWh | Includes TVA Fuel Cost Adjustment
electric | demand | winter-peak1 | 0 | 0 | 1 | 3 | 4 | 10 | 0 | 4 | 11.74 | 11.74 | $/kW
electric | demand | summer-peak | 0 | 0 | 4 | 10 | 13 | 19 | 0 | 4 | 11.74 | 11.74 | $/kW
electric | demand | winter-peak2 | 0 | 0 | 11 | 12 | 4 | 10 | 0 | 4 | 11.74 | 11.74 | $/kW
electric | demand | maximum | 0 | 0 | 1 | 12 | 0 | 24 | 0 | 6 | 5.6 | 5.6 | $/kW

## 36007136001
utility | type | period | basic_charge_limit (imperial) | basic_charge_limit (metric) | month_start | month_end | hour_start | hour_end | weekday_start | weekday_end | charge (imperial) | charge (metric) | units | Notes
gas | customer | [9 empty] | 781 | 781 | $/month | Had to use an average since rates are defined each day at 4 PM
gas | energy |  | 5000 | 14158.4 | 1 | 12 | 0 | 24 | 0 | 6 | 0.11265 | 0.039782 | $/therm or $/m3
electric | customer | [9 empty] | 2000 | 2000 | $/month
electric | demand | maximum | 0 | 0 | 1 | 12 | 0 | 24 | 0 | 6 | 10.77 | 10.77 | $/kW
electric | energy |  | 0 | 0 | 1 | 1 | 0 | 24 | 0 | 6 | 0.027498 | 0.027498 | $/kWh | Monthly average of day-ahead price
electric | energy |  | 0 | 0 | 2 | 2 | 0 | 24 | 0 | 6 | 0.042798 | 0.042798 | $/kWh | Monthly average of day-ahead price
electric | energy |  | 0 | 0 | 3 | 3 | 0 | 24 | 0 | 6 | 0.017798 | 0.017798 | $/kWh | Monthly average of day-ahead price
electric | energy |  | 0 | 0 | 4 | 4 | 0 | 24 | 0 | 6 | 0.013678 | 0.013678 | $/kWh | Monthly average of day-ahead price
electric | energy |  | 0 | 0 | 5 | 5 | 0 | 24 | 0 | 6 | 0.02045 | 0.02045 | $/kWh | Monthly average of day-ahead price
electric | energy |  | 0 | 0 | 6 | 6 | 0 | 24 | 0 | 6 | 0.033014 | 0.033014 | $/kWh | Monthly average of day-ahead price
electric | energy |  | 0 | 0 | 7 | 7 | 0 | 24 | 0 | 6 | 0.037364 | 0.037364 | $/kWh | Monthly average of day-ahead price
electric | energy |  | 0 | 0 | 8 | 8 | 0 | 24 | 0 | 6 | 0.045988 | 0.045988 | $/kWh | Monthly average of day-ahead price
electric | energy |  | 0 | 0 | 9 | 9 | 0 | 24 | 0 | 6 | 0.039947 | 0.039947 | $/kWh | Monthly average of day-ahead price
electric | energy |  | 0 | 0 | 10 | 10 | 0 | 24 | 0 | 6 | 0.049063 | 0.049063 | $/kWh | Monthly average of day-ahead price
electric | energy |  | 0 | 0 | 11 | 11 | 0 | 24 | 0 | 6 | 0.04709 | 0.04709 | $/kWh | Monthly average of day-ahead price
electric | energy |  | 0 | 0 | 12 | 12 | 0 | 24 | 0 | 6 | 0.039353 | 0.039353 | $/kWh | Monthly average of day-ahead price

## 39002093001
utility | type | period | basic_charge_limit (imperial) | basic_charge_limit (metric) | month_start | month_end | hour_start | hour_end | weekday_start | weekday_end | charge (imperial) | charge (metric) | units | Notes
electric | customer | [9 empty] | 242.12 | 242.12 | $/month
electric | energy |  | 0 | 0 | 1 | 12 | 0 | 24 | 0 | 6 | 0.046815 | 0.046815 | $/kWh | Energy charge based on Standard Service Tariff Sheet No. G10
electric | demand | maximum | 0 | 0 | 1 | 12 | 0 | 8 | 0 | 4 | 1.5244 | 1.5244 | $/kW | 75% of off-peak or 100% of on-peak, whichever is higher
electric | demand | maximum | 0 | 0 | 1 | 12 | 8 | 20 | 0 | 4 | 2.0325 | 2.0325 | $/kW | Represented both under "maximum" period
electric | demand | maximum | 0 | 0 | 1 | 12 | 20 | 24 | 0 | 4 | 1.5244 | 1.5244 | $/kW
electric | demand | maximum | 0 | 0 | 1 | 12 | 0 | 24 | 0 | 6 | 1.5244 | 1.5244 | $/kW
gas | customer | [9 empty] | 92.13 | 92.13 | $/month
gas | energy |  | 0 | 0 | 1 | 12 | 0 | 24 | 0 | 6 | 0.17554 | 0.061993 | $/therm or $/m3 | Converted from ccf to therms

## 12000001001
utility | type | period | basic_charge_limit (imperial) | basic_charge_limit (metric) | month_start | month_end | hour_start | hour_end | weekday_start | weekday_end | charge (imperial) | charge (metric) | units | Notes
electric | customer | [9 empty] | 283.03 | 283.03 | $/month
electric | energy |  | 0 | 0 | 1 | 3 | 0 | 6 | 0 | 4 | 0.03748 | 0.03748 | $/kWh | Fuel charge included with energy
electric | energy |  | 0 | 0 | 1 | 3 | 6 | 10 | 0 | 4 | 0.0435 | 0.0435 | $/kWh | Fuel charge included with energy
electric | energy |  | 0 | 0 | 1 | 3 | 10 | 18 | 0 | 4 | 0.03748 | 0.03748 | $/kWh | Fuel charge included with energy
electric | energy |  | 0 | 0 | 1 | 3 | 18 | 22 | 0 | 4 | 0.0435 | 0.0435 | $/kWh | Fuel charge included with energy
electric | energy |  | 0 | 0 | 1 | 3 | 22 | 24 | 0 | 4 | 0.03748 | 0.03748 | $/kWh | Fuel charge included with energy
electric | energy |  | 0 | 0 | 4 | 10 | 0 | 12 | 0 | 4 | 0.03748 | 0.03748 | $/kWh | Fuel charge included with energy
electric | energy |  | 0 | 0 | 4 | 10 | 12 | 21 | 0 | 4 | 0.0435 | 0.0435 | $/kWh | Fuel charge included with energy
electric | energy |  | 0 | 0 | 4 | 10 | 21 | 24 | 0 | 4 | 0.03748 | 0.03748 | $/kWh | Fuel charge included with energy
electric | energy |  | 0 | 0 | 11 | 12 | 0 | 6 | 0 | 4 | 0.03748 | 0.03748 | $/kWh | Fuel charge included with energy
electric | energy |  | 0 | 0 | 11 | 12 | 6 | 10 | 0 | 4 | 0.0435 | 0.0435 | $/kWh | Fuel charge included with energy
electric | energy |  | 0 | 0 | 11 | 12 | 10 | 18 | 0 | 4 | 0.03748 | 0.03748 | $/kWh | Fuel charge included with energy
electric | energy |  | 0 | 0 | 11 | 12 | 18 | 22 | 0 | 4 | 0.0435 | 0.0435 | $/kWh | Fuel charge included with energy
electric | energy |  | 0 | 0 | 11 | 12 | 22 | 24 | 0 | 4 | 0.03748 | 0.03748 | $/kWh | Fuel charge included with energy
electric | energy |  | 0 | 0 | 1 | 12 | 0 | 24 | 5 | 6 | 0.03748 | 0.03748 | $/kWh | Fuel charge included with energy
electric | demand | winter-peak1 | 0 | 0 | 1 | 3 | 6 | 10 | 0 | 4 | 14.34 | 14.34 | $/kW | Conservation and capacity charges included with demand
electric | demand | winter-peak1 | 0 | 0 | 1 | 3 | 18 | 22 | 0 | 4 | 14.34 | 14.34 | $/kW | Conservation and capacity charges included with demand
electric | demand | summer-peak | 0 | 0 | 4 | 10 | 12 | 21 | 0 | 4 | 14.34 | 14.34 | $/kW | Conservation and capacity charges included with demand
electric | demand | winter-peak2 | 0 | 0 | 11 | 12 | 6 | 10 | 0 | 4 | 14.34 | 14.34 | $/kW | Conservation and capacity charges included with demand
electric | demand | winter-peak2 | 0 | 0 | 11 | 12 | 18 | 22 | 0 | 4 | 14.34 | 14.34 | $/kW | Conservation and capacity charges included with demand
electric | demand | maximum | 0 | 0 | 1 | 12 | 0 | 24 | 0 | 6 | 2.74 | 2.74 | $/kW | Conservation and capacity charges included with demand
gas | customer | [9 empty] | 33 | 33 | $/month
gas | energy |  | 0 | 0 | 1 | 12 | 0 | 24 | 0 | 6 | 0.39136 | 0.13821 | $/therm or $/m3

## 10000027001
utility | type | period | basic_charge_limit (imperial) | basic_charge_limit (metric) | month_start | month_end | hour_start | hour_end | weekday_start | weekday_end | charge (imperial) | charge (metric) | units | Notes
electric | customer | [9 empty] | 658.15 | 658.15 | $/month
electric | energy |  | 0 | 0 | 1 | 3 | 0 | 10 | 0 | 4 | 0.02741 | 0.02741 | $/kWh
electric | energy |  | 0 | 0 | 1 | 3 | 10 | 22 | 0 | 4 | 0.034865 | 0.034865 | $/kWh
electric | energy |  | 0 | 0 | 1 | 3 | 22 | 24 | 0 | 4 | 0.02741 | 0.02741 | $/kWh
electric | energy |  | 0 | 0 | 1 | 3 | 0 | 24 | 0 | 6 | 0.02741 | 0.02741 | $/kWh
electric | energy |  | 0 | 0 | 4 | 5 | 0 | 6 | 0 | 4 | 0.02741 | 0.02741 | $/kWh
electric | energy |  | 0 | 0 | 4 | 5 | 6 | 22 | 0 | 4 | 0.034865 | 0.034865 | $/kWh
electric | energy |  | 0 | 0 | 4 | 5 | 22 | 24 | 0 | 4 | 0.02741 | 0.02741 | $/kWh
electric | energy |  | 0 | 0 | 4 | 5 | 0 | 24 | 0 | 6 | 0.02741 | 0.02741 | $/kWh
electric | energy |  | 0 | 0 | 6 | 9 | 0 | 6 | 0 | 4 | 0.022529 | 0.022529 | $/kWh
electric | energy |  | 0 | 0 | 6 | 9 | 6 | 22 | 0 | 4 | 0.028725 | 0.028725 | $/kWh
electric | energy |  | 0 | 0 | 6 | 9 | 22 | 24 | 0 | 4 | 0.022529 | 0.022529 | $/kWh
electric | energy |  | 0 | 0 | 6 | 9 | 0 | 24 | 0 | 6 | 0.022529 | 0.022529 | $/kWh
electric | energy |  | 0 | 0 | 10 | 10 | 0 | 6 | 0 | 4 | 0.02741 | 0.02741 | $/kWh
electric | energy |  | 0 | 0 | 10 | 10 | 6 | 22 | 0 | 4 | 0.034865 | 0.034865 | $/kWh
electric | energy |  | 0 | 0 | 10 | 10 | 22 | 24 | 0 | 4 | 0.02741 | 0.02741 | $/kWh
electric | energy |  | 0 | 0 | 10 | 10 | 0 | 24 | 0 | 6 | 0.02741 | 0.02741 | $/kWh
electric | energy |  | 0 | 0 | 11 | 12 | 0 | 10 | 0 | 4 | 0.02741 | 0.02741 | $/kWh
electric | energy |  | 0 | 0 | 11 | 12 | 10 | 22 | 0 | 4 | 0.034865 | 0.034865 | $/kWh
electric | energy |  | 0 | 0 | 11 | 12 | 22 | 24 | 0 | 4 | 0.02741 | 0.02741 | $/kWh
electric | energy |  | 0 | 0 | 11 | 12 | 0 | 24 | 0 | 6 | 0.02741 | 0.02741 | $/kWh
electric | demand | winter-peak1 | 0 | 0 | 1 | 3 | 10 | 22 | 0 | 4 | 10.6165 | 10.6165 | $/kW
electric | demand | winter-peak2 | 0 | 0 | 4 | 5 | 6 | 22 | 0 | 4 | 10.6165 | 10.6165 | $/kW
electric | demand | summer-peak | 0 | 0 | 6 | 9 | 6 | 22 | 0 | 4 | 12.6164 | 12.6164 | $/kW
electric | demand | winter-peak3 | 0 | 0 | 10 | 10 | 6 | 22 | 0 | 4 | 10.6165 | 10.6165 | $/kW
electric | demand | winter-peak4 | 0 | 0 | 11 | 12 | 10 | 22 | 0 | 4 | 10.6165 | 10.6165 | $/kW
gas | customer | [9 empty] | 55.59 | 55.59 | $/month
gas | energy |  | 0 | 0 | 1 | 12 | 0 | 24 | 0 | 6 | 0.8072 | 0.28506 | $/therm or $/m3 | converted from ccf to therms

## 51000154002
utility | type | period | basic_charge_limit (imperial) | basic_charge_limit (metric) | month_start | month_end | hour_start | hour_end | weekday_start | weekday_end | charge (imperial) | charge (metric) | units | Notes
electric | customer | [9 empty] | 119.61 | 119.61 | $/month
electric | energy |  | 0 | 0 | 1 | 5 | 0 | 7 | 0 | 4 | 0.023071 | 0.023071 | $/kWh | Includes Rider A for fuel costs
electric | energy |  | 0 | 0 | 1 | 5 | 7 | 22 | 0 | 4 | 0.024317 | 0.024317 | $/kWh | Includes Rider A for fuel costs
electric | energy |  | 0 | 0 | 1 | 5 | 22 | 24 | 0 | 4 | 0.023071 | 0.023071 | $/kWh | Includes Rider A for fuel costs
electric | energy |  | 0 | 0 | 1 | 5 | 0 | 24 | 5 | 6 | 0.023071 | 0.023071 | $/kWh | Includes Rider A for fuel costs
electric | energy |  | 0 | 0 | 6 | 9 | 0 | 10 | 0 | 4 | 0.024317 | 0.024317 | $/kWh | Includes Rider A for fuel costs
electric | energy |  | 0 | 0 | 6 | 9 | 10 | 22 | 0 | 4 | 0.023071 | 0.023071 | $/kWh | Includes Rider A for fuel costs
electric | energy |  | 0 | 0 | 6 | 9 | 22 | 24 | 0 | 4 | 0.023071 | 0.023071 | $/kWh | Includes Rider A for fuel costs
electric | energy |  | 0 | 0 | 6 | 9 | 0 | 24 | 5 | 6 | 0.023071 | 0.023071 | $/kWh | Includes Rider A for fuel costs
electric | energy |  | 0 | 0 | 10 | 12 | 0 | 7 | 0 | 4 | 0.023071 | 0.023071 | $/kWh | Includes Rider A for fuel costs
electric | energy |  | 0 | 0 | 10 | 12 | 7 | 22 | 0 | 4 | 0.024317 | 0.024317 | $/kWh | Includes Rider A for fuel costs
electric | energy |  | 0 | 0 | 10 | 12 | 22 | 24 | 0 | 4 | 0.023071 | 0.023071 | $/kWh | Includes Rider A for fuel costs
electric | energy |  | 0 | 0 | 10 | 12 | 0 | 24 | 5 | 6 | 0.023071 | 0.023071 | $/kWh | Includes Rider A for fuel costs
electric | demand | off-peak-winter1 | 0 | 0 | 1 | 5 | 0 | 7 | 0 | 4 | 1.14 | 1.14 | $/kW
electric | demand | on-peak-winter1 | 0 | 0 | 1 | 5 | 7 | 22 | 0 | 4 | 13.451 | 13.451 | $/kW
electric | demand | off-peak-winter1 | 0 | 0 | 1 | 5 | 22 | 24 | 0 | 4 | 1.14 | 1.14 | $/kW
electric | demand | off-peak-winter1 | 0 | 0 | 1 | 5 | 0 | 24 | 5 | 6 | 1.14 | 1.14 | $/kW
electric | demand | off-peak-summer | 0 | 0 | 6 | 9 | 0 | 10 | 0 | 4 | 1.14 | 1.14 | $/kW
electric | demand | on-peak-summer | 0 | 0 | 6 | 9 | 10 | 22 | 0 | 4 | 13.451 | 13.451 | $/kW
electric | demand | off-peak-summer | 0 | 0 | 6 | 9 | 22 | 24 | 0 | 4 | 1.14 | 1.14 | $/kW
electric | demand | off-peak-summer | 0 | 0 | 6 | 9 | 0 | 24 | 5 | 6 | 1.14 | 1.14 | $/kW
electric | demand | off-peak-winter2 | 0 | 0 | 10 | 12 | 0 | 7 | 0 | 4 | 1.14 | 1.14 | $/kW
electric | demand | on-peak-winter2 | 0 | 0 | 10 | 12 | 7 | 22 | 0 | 4 | 13.451 | 13.451 | $/kW
electric | demand | off-peak-winter2 | 0 | 0 | 10 | 12 | 22 | 24 | 0 | 4 | 1.14 | 1.14 | $/kW
electric | demand | off-peak-winter2 | 0 | 0 | 10 | 12 | 0 | 24 | 5 | 6 | 1.14 | 1.14 | $/kW
electric | demand | off-peak-winter1 | 5000 | 5000 | 1 | 5 | 0 | 7 | 0 | 4 | 1.006 | 1.006 | $/kW
electric | demand | on-peak-winter1 | 5000 | 5000 | 1 | 5 | 7 | 22 | 0 | 4 | 13.317 | 13.317 | $/kW
electric | demand | off-peak-winter1 | 5000 | 5000 | 1 | 5 | 22 | 24 | 0 | 4 | 1.006 | 1.006 | $/kW
electric | demand | off-peak-winter1 | 5000 | 5000 | 1 | 5 | 0 | 24 | 5 | 6 | 1.006 | 1.006 | $/kW
electric | demand | off-peak-summer | 5000 | 5000 | 6 | 9 | 0 | 10 | 0 | 4 | 1.006 | 1.006 | $/kW
electric | demand | on-peak-summer | 5000 | 5000 | 6 | 9 | 10 | 22 | 0 | 4 | 13.317 | 13.317 | $/kW
electric | demand | off-peak-summer | 5000 | 5000 | 6 | 9 | 22 | 24 | 0 | 4 | 1.006 | 1.006 | $/kW
electric | demand | off-peak-summer | 5000 | 5000 | 6 | 9 | 0 | 24 | 5 | 6 | 1.006 | 1.006 | $/kW
electric | demand | off-peak-winter2 | 5000 | 5000 | 10 | 12 | 0 | 7 | 0 | 4 | 1.006 | 1.006 | $/kW
electric | demand | on-peak-winter2 | 5000 | 5000 | 10 | 12 | 7 | 22 | 0 | 4 | 13.317 | 13.317 | $/kW
electric | demand | off-peak-winter2 | 5000 | 5000 | 10 | 12 | 22 | 24 | 0 | 4 | 1.006 | 1.006 | $/kW
electric | demand | off-peak-winter2 | 5000 | 5000 | 10 | 12 | 0 | 24 | 5 | 6 | 1.006 | 1.006 | $/kW

## 6005053001
utility | type | period | basic_charge_limit (imperial) | basic_charge_limit (metric) | month_start | month_end | hour_start | hour_end | weekday_start | weekday_end | charge (imperial) | charge (metric) | units | Notes
electric | customer | [9 empty] | 1514.6622 | 1514.6622 | $/month | Estimated from multiplying cost of 1 meter for 1 day by 30 days
electric | demand | peak-summer | 0 | 0 | 6 | 9 | 16 | 21 | 0 | 6 | 26.8 | 26.8 | $/kW
electric | demand | part-peak-summer | 0 | 0 | 6 | 9 | 14 | 16 | 0 | 6 | 5.32 | 5.32 | $/kW
electric | demand | part-peak-summer | 0 | 0 | 6 | 9 | 21 | 23 | 0 | 6 | 5.32 | 5.32 | $/kW
electric | demand | maximum | 0 | 0 | 1 | 12 | 0 | 24 | 0 | 6 | 20.7 | 20.7 | $/kW
electric | demand | peak-winter1 | 0 | 0 | 1 | 5 | 16 | 21 | 0 | 6 | 1.78 | 1.78 | $/kW
electric | demand | peak-winter2 | 0 | 0 | 10 | 12 | 16 | 21 | 0 | 6 | 1.78 | 1.78 | $/kW
electric | energy |  | 0 | 0 | 6 | 9 | 0 | 14 | 0 | 6 | 0.09816 | 0.09816 | $/kWh
electric | energy |  | 0 | 0 | 6 | 9 | 14 | 16 | 0 | 6 | 0.11735 | 0.11735 | $/kWh
electric | energy |  | 0 | 0 | 6 | 9 | 16 | 21 | 0 | 6 | 0.14484 | 0.14484 | $/kWh
electric | energy |  | 0 | 0 | 6 | 9 | 21 | 23 | 0 | 6 | 0.11735 | 0.11735 | $/kWh
electric | energy |  | 0 | 0 | 6 | 9 | 23 | 24 | 0 | 6 | 0.09816 | 0.09816 | $/kWh
electric | energy |  | 0 | 0 | 1 | 2 | 0 | 16 | 0 | 6 | 0.09822 | 0.09822 | $/kWh
electric | energy |  | 0 | 0 | 1 | 2 | 21 | 24 | 0 | 6 | 0.09822 | 0.09822 | $/kWh
electric | energy |  | 0 | 0 | 1 | 5 | 16 | 21 | 0 | 6 | 0.12734 | 0.12734 | $/kWh
electric | energy |  | 0 | 0 | 3 | 5 | 0 | 9 | 0 | 6 | 0.09822 | 0.09822 | $/kWh
electric | energy |  | 0 | 0 | 3 | 5 | 9 | 14 | 0 | 6 | 0.0569 | 0.0569 | $/kWh
electric | energy |  | 0 | 0 | 3 | 5 | 14 | 16 | 0 | 6 | 0.09822 | 0.09822 | $/kWh
electric | energy |  | 0 | 0 | 3 | 5 | 21 | 24 | 0 | 6 | 0.09822 | 0.09822 | $/kWh
electric | energy |  | 0 | 0 | 10 | 12 | 0 | 16 | 0 | 6 | 0.09822 | 0.09822 | $/kWh
electric | energy |  | 0 | 0 | 10 | 12 | 21 | 24 | 0 | 6 | 0.09822 | 0.09822 | $/kWh
electric | energy |  | 0 | 0 | 10 | 12 | 16 | 21 | 0 | 6 | 0.12734 | 0.12734 | $/kWh
gas | customer | [9 empty] | 148.6554 | 148.6554 | $/month | Estimated from multiplying cost for 1 day by 30 days
gas | energy |  | 0 | 0 | 1 | 3 | 0 | 24 | 0 | 6 | 1.6874 | 0.59589 | $/therm or $/m3
gas | energy |  | 0 | 0 | 4 | 10 | 0 | 24 | 0 | 6 | 1.5403 | 0.54396 | $/therm or $/m3
gas | energy |  | 0 | 0 | 11 | 12 | 0 | 24 | 0 | 6 | 1.6874 | 0.59589 | $/therm or $/m3
gas | energy |  | 4000 | 11326.72 | 1 | 3 | 0 | 24 | 0 | 6 | 1.3126 | 0.46354 | $/therm or $/m3
gas | energy |  | 4000 | 11326.72 | 4 | 10 | 0 | 24 | 0 | 6 | 1.2242 | 0.43232 | $/therm or $/m3
gas | energy |  | 4000 | 11326.72 | 11 | 12 | 0 | 24 | 0 | 6 | 1.3126 | 0.46354 | $/therm or $/m3

## 34001005001
utility | type | period | basic_charge_limit (imperial) | basic_charge_limit (metric) | month_start | month_end | hour_start | hour_end | weekday_start | weekday_end | charge (imperial) | charge (metric) | units | Notes
electric | customer | [9 empty] | 392.35 | 392.35 | $/month
electric | demand | maximum | 0 | 0 | 1 | 12 | 0 | 24 | 0 | 6 | 1.7531 | 1.7531 | $/kW
electric | demand | summer | 0 | 0 | 6 | 9 | 7 | 21 | 0 | 4 | 9.7321 | 9.7321 | $/kW
electric | energy |  | 0 | 0 | 1 | 1 | 0 | 24 | 0 | 6 | 0.030263 | 0.030263 | $/kWh | Monthly average of LMP
electric | energy |  | 0 | 0 | 2 | 2 | 0 | 24 | 0 | 6 | 0.041978 | 0.041978 | $/kWh | Monthly average of LMP
electric | energy |  | 0 | 0 | 3 | 3 | 0 | 24 | 0 | 6 | 0.02247 | 0.02247 | $/kWh | Monthly average of LMP
electric | energy |  | 0 | 0 | 4 | 4 | 0 | 24 | 0 | 6 | 0.020292 | 0.020292 | $/kWh | Monthly average of LMP
electric | energy |  | 0 | 0 | 5 | 5 | 0 | 24 | 0 | 6 | 0.024019 | 0.024019 | $/kWh | Monthly average of LMP
electric | energy |  | 0 | 0 | 6 | 6 | 0 | 7 | 0 | 4 | 0.021854 | 0.021854 | $/kWh | Monthly average of LMP
electric | energy |  | 0 | 0 | 6 | 6 | 21 | 24 | 0 | 4 | 0.021854 | 0.021854 | $/kWh | Monthly average of LMP
electric | energy |  | 0 | 0 | 6 | 6 | 7 | 21 | 0 | 4 | 0.028279 | 0.028279 | $/kWh | Monthly average of LMP
electric | energy |  | 0 | 0 | 6 | 6 | 0 | 24 | 5 | 6 | 0.021854 | 0.021854 | $/kWh | Monthly average of LMP
electric | energy |  | 0 | 0 | 7 | 7 | 0 | 7 | 0 | 4 | 0.02548 | 0.02548 | $/kWh | Monthly average of LMP
electric | energy |  | 0 | 0 | 7 | 7 | 21 | 24 | 0 | 4 | 0.02548 | 0.02548 | $/kWh | Monthly average of LMP
electric | energy |  | 0 | 0 | 7 | 7 | 7 | 21 | 0 | 4 | 0.032982 | 0.032982 | $/kWh | Monthly average of LMP
electric | energy |  | 0 | 0 | 7 | 7 | 0 | 24 | 5 | 6 | 0.02548 | 0.02548 | $/kWh | Monthly average of LMP
electric | energy |  | 0 | 0 | 8 | 8 | 0 | 7 | 0 | 4 | 0.030394 | 0.030394 | $/kWh | Monthly average of LMP
electric | energy |  | 0 | 0 | 8 | 8 | 21 | 24 | 0 | 4 | 0.030394 | 0.030394 | $/kWh | Monthly average of LMP
electric | energy |  | 0 | 0 | 8 | 8 | 7 | 21 | 0 | 4 | 0.040218 | 0.040218 | $/kWh | Monthly average of LMP
electric | energy |  | 0 | 0 | 8 | 8 | 0 | 24 | 5 | 6 | 0.030394 | 0.030394 | $/kWh | Monthly average of LMP
electric | energy |  | 0 | 0 | 9 | 9 | 0 | 7 | 0 | 4 | 0.032883 | 0.032883 | $/kWh | Monthly average of LMP
electric | energy |  | 0 | 0 | 9 | 9 | 21 | 24 | 0 | 4 | 0.032883 | 0.032883 | $/kWh | Monthly average of LMP
electric | energy |  | 0 | 0 | 9 | 9 | 7 | 21 | 0 | 4 | 0.04111 | 0.04111 | $/kWh | Monthly average of LMP
electric | energy |  | 0 | 0 | 9 | 9 | 0 | 24 | 5 | 6 | 0.032883 | 0.032883 | $/kWh | Monthly average of LMP
electric | energy |  | 0 | 0 | 10 | 10 | 0 | 24 | 0 | 6 | 0.046958 | 0.046958 | $/kWh | Monthly average of LMP
electric | energy |  | 0 | 0 | 11 | 11 | 0 | 24 | 0 | 6 | 0.047586 | 0.047586 | $/kWh | Monthly average of LMP
electric | energy |  | 0 | 0 | 12 | 12 | 0 | 24 | 0 | 6 | 0.033439 | 0.033439 | $/kWh | Monthly average of LMP
gas | customer | [9 empty] | 17.75 | 17.75 | $/month
gas | energy |  | 0 | 0 | 1 | 12 | 0 | 24 | 0 | 6 | 0.32506 | 0.11479 | $/therm or $/m3

## 15000003001
utility | type | period | basic_charge_limit (imperial) | basic_charge_limit (metric) | month_start | month_end | hour_start | hour_end | weekday_start | weekday_end | charge (imperial) | charge (metric) | units | Notes
gas | customer | [9 empty] | 500 | 500 | $/month
gas | energy |  | 0 | 0 | 1 | 12 | 0 | 24 | 0 | 4 | 2.7858 | 0.9838 | $/therm or $/m3
electric | customer | [9 empty] | 375 | 375 | $/month
electric | demand | maximum | 0 | 0 | 1 | 12 | 0 | 24 | 0 | 6 | 26.5 | 26.5 | $/kW
electric | energy |  | 0 | 0 | 1 | 1 | 0 | 9 | 0 | 6 | 0.18463 | 0.18463 | $/kWh | Includes monthly fuel cost
electric | energy |  | 0 | 0 | 1 | 1 | 9 | 17 | 0 | 6 | 0.13463 | 0.13463 | $/kWh | Includes monthly fuel cost
electric | energy |  | 0 | 0 | 1 | 1 | 17 | 22 | 0 | 6 | 0.21463 | 0.21463 | $/kWh | Includes monthly fuel cost
electric | energy |  | 0 | 0 | 1 | 1 | 22 | 24 | 0 | 6 | 0.18463 | 0.18463 | $/kWh | Includes monthly fuel cost
electric | energy |  | 0 | 0 | 2 | 2 | 0 | 9 | 0 | 6 | 0.19443 | 0.19443 | $/kWh | Includes monthly fuel cost
electric | energy |  | 0 | 0 | 2 | 2 | 9 | 17 | 0 | 6 | 0.14443 | 0.14443 | $/kWh | Includes monthly fuel cost
electric | energy |  | 0 | 0 | 2 | 2 | 17 | 22 | 0 | 6 | 0.22443 | 0.22443 | $/kWh | Includes monthly fuel cost
electric | energy |  | 0 | 0 | 2 | 2 | 22 | 24 | 0 | 6 | 0.19443 | 0.19443 | $/kWh | Includes monthly fuel cost
electric | energy |  | 0 | 0 | 3 | 3 | 0 | 9 | 0 | 6 | 0.20011 | 0.20011 | $/kWh | Includes monthly fuel cost
electric | energy |  | 0 | 0 | 3 | 3 | 9 | 17 | 0 | 6 | 0.15011 | 0.15011 | $/kWh | Includes monthly fuel cost
electric | energy |  | 0 | 0 | 3 | 3 | 17 | 22 | 0 | 6 | 0.23011 | 0.23011 | $/kWh | Includes monthly fuel cost
electric | energy |  | 0 | 0 | 3 | 3 | 22 | 24 | 0 | 6 | 0.20011 | 0.20011 | $/kWh | Includes monthly fuel cost
electric | energy |  | 0 | 0 | 4 | 4 | 0 | 9 | 0 | 6 | 0.20406 | 0.20406 | $/kWh | Includes monthly fuel cost
electric | energy |  | 0 | 0 | 4 | 4 | 9 | 17 | 0 | 6 | 0.15406 | 0.15406 | $/kWh | Includes monthly fuel cost
electric | energy |  | 0 | 0 | 4 | 4 | 17 | 22 | 0 | 6 | 0.23406 | 0.23406 | $/kWh | Includes monthly fuel cost
electric | energy |  | 0 | 0 | 4 | 4 | 22 | 24 | 0 | 6 | 0.20406 | 0.20406 | $/kWh | Includes monthly fuel cost
electric | energy |  | 0 | 0 | 5 | 5 | 0 | 9 | 0 | 6 | 0.21902 | 0.21902 | $/kWh | Includes monthly fuel cost
electric | energy |  | 0 | 0 | 5 | 5 | 9 | 17 | 0 | 6 | 0.16902 | 0.16902 | $/kWh | Includes monthly fuel cost
electric | energy |  | 0 | 0 | 5 | 5 | 17 | 22 | 0 | 6 | 0.24902 | 0.24902 | $/kWh | Includes monthly fuel cost
electric | energy |  | 0 | 0 | 5 | 5 | 22 | 24 | 0 | 6 | 0.21902 | 0.21902 | $/kWh | Includes monthly fuel cost
electric | energy |  | 0 | 0 | 6 | 6 | 0 | 9 | 0 | 6 | 0.21646 | 0.21646 | $/kWh | Includes monthly fuel cost
electric | energy |  | 0 | 0 | 6 | 6 | 9 | 17 | 0 | 6 | 0.16646 | 0.16646 | $/kWh | Includes monthly fuel cost
electric | energy |  | 0 | 0 | 6 | 6 | 17 | 22 | 0 | 6 | 0.24646 | 0.24646 | $/kWh | Includes monthly fuel cost
electric | energy |  | 0 | 0 | 6 | 6 | 22 | 24 | 0 | 6 | 0.21646 | 0.21646 | $/kWh | Includes monthly fuel cost
electric | energy |  | 0 | 0 | 7 | 7 | 0 | 9 | 0 | 6 | 0.2196 | 0.2196 | $/kWh | Includes monthly fuel cost
electric | energy |  | 0 | 0 | 7 | 7 | 9 | 17 | 0 | 6 | 0.1696 | 0.1696 | $/kWh | Includes monthly fuel cost
electric | energy |  | 0 | 0 | 7 | 7 | 17 | 22 | 0 | 6 | 0.2496 | 0.2496 | $/kWh | Includes monthly fuel cost
electric | energy |  | 0 | 0 | 7 | 7 | 22 | 24 | 0 | 6 | 0.2196 | 0.2196 | $/kWh | Includes monthly fuel cost
electric | energy |  | 0 | 0 | 8 | 8 | 0 | 9 | 0 | 6 | 0.23054 | 0.23054 | $/kWh | Includes monthly fuel cost
electric | energy |  | 0 | 0 | 8 | 8 | 9 | 17 | 0 | 6 | 0.18054 | 0.18054 | $/kWh | Includes monthly fuel cost
electric | energy |  | 0 | 0 | 8 | 8 | 17 | 22 | 0 | 6 | 0.26054 | 0.26054 | $/kWh | Includes monthly fuel cost
electric | energy |  | 0 | 0 | 8 | 8 | 22 | 24 | 0 | 6 | 0.23054 | 0.23054 | $/kWh | Includes monthly fuel cost
electric | energy |  | 0 | 0 | 9 | 9 | 0 | 9 | 0 | 6 | 0.23508 | 0.23508 | $/kWh | Includes monthly fuel cost
electric | energy |  | 0 | 0 | 9 | 9 | 9 | 17 | 0 | 6 | 0.18508 | 0.18508 | $/kWh | Includes monthly fuel cost
electric | energy |  | 0 | 0 | 9 | 9 | 17 | 22 | 0 | 6 | 0.26508 | 0.26508 | $/kWh | Includes monthly fuel cost
electric | energy |  | 0 | 0 | 9 | 9 | 22 | 24 | 0 | 6 | 0.23508 | 0.23508 | $/kWh | Includes monthly fuel cost
electric | energy |  | 0 | 0 | 10 | 10 | 0 | 9 | 0 | 6 | 0.23367 | 0.23367 | $/kWh | Includes monthly fuel cost
electric | energy |  | 0 | 0 | 10 | 10 | 9 | 17 | 0 | 6 | 0.18367 | 0.18367 | $/kWh | Includes monthly fuel cost
electric | energy |  | 0 | 0 | 10 | 10 | 17 | 22 | 0 | 6 | 0.26367 | 0.26367 | $/kWh | Includes monthly fuel cost
electric | energy |  | 0 | 0 | 10 | 10 | 22 | 24 | 0 | 6 | 0.23367 | 0.23367 | $/kWh | Includes monthly fuel cost
electric | energy |  | 0 | 0 | 11 | 11 | 0 | 9 | 0 | 6 | 0.2439 | 0.2439 | $/kWh | Includes monthly fuel cost
electric | energy |  | 0 | 0 | 11 | 11 | 9 | 17 | 0 | 6 | 0.1939 | 0.1939 | $/kWh | Includes monthly fuel cost
electric | energy |  | 0 | 0 | 11 | 11 | 17 | 22 | 0 | 6 | 0.2739 | 0.2739 | $/kWh | Includes monthly fuel cost
electric | energy |  | 0 | 0 | 11 | 11 | 22 | 24 | 0 | 6 | 0.2439 | 0.2439 | $/kWh | Includes monthly fuel cost
electric | energy |  | 0 | 0 | 12 | 12 | 0 | 9 | 0 | 6 | 0.25469 | 0.25469 | $/kWh | Includes monthly fuel cost
electric | energy |  | 0 | 0 | 12 | 12 | 9 | 17 | 0 | 6 | 0.20469 | 0.20469 | $/kWh | Includes monthly fuel cost
electric | energy |  | 0 | 0 | 12 | 12 | 17 | 22 | 0 | 6 | 0.28469 | 0.28469 | $/kWh | Includes monthly fuel cost
electric | energy |  | 0 | 0 | 12 | 12 | 22 | 24 | 0 | 6 | 0.25469 | 0.25469 | $/kWh | Includes monthly fuel cost

## 48004026002
utility | type | period | basic_charge_limit (imperial) | basic_charge_limit (metric) | month_start | month_end | hour_start | hour_end | weekday_start | weekday_end | charge (imperial) | charge (metric) | units | Notes
electric | customer | [9 empty] | 51.72 | 51.72 | $/month
electric | energy |  | 0 | 0 | 1 | 12 | 0 | 24 | 0 | 6 | 0.0708 | 0.0708 | $/kWh
electric | demand | maximum | 0 | 0 | 1 | 12 | 0 | 24 | 0 | 6 | 5.5749 | 5.5749 | $/kW
gas | customer | [9 empty] | 970.75 | 970.75 | $/month
gas | energy |  | 0 | 0 | 1 | 12 | 0 | 24 | 0 | 6 | 0.02846 | 0.010051 | $/therm or $/m3 | Converted from MMBtu to therms
gas | energy |  | 15000 | 42475.2 | 1 | 12 | 0 | 24 | 0 | 6 | 0.02075 | 0.0073278 | $/therm or $/m3
gas | energy |  | 50000 | 141584 | 1 | 12 | 0 | 24 | 0 | 6 | 0.00327 | 0.0011548 | $/therm or $/m3

## 39000084001
utility | type | period | basic_charge_limit (imperial) | basic_charge_limit (metric) | month_start | month_end | hour_start | hour_end | weekday_start | weekday_end | charge (imperial) | charge (metric) | units | Notes
electric | customer | [9 empty] | 388.878 | 388.878 | $/month
electric | energy |  | 0 | 0 | 1 | 5 | 0 | 6 | 0 | 4 | 0.043323 | 0.043323 | $/kWh | Energy charge includes Riders GCR, TSA, GEN, and Fuel
electric | energy |  | 0 | 0 | 1 | 5 | 6 | 12 | 0 | 4 | 0.056254 | 0.056254 | $/kWh | Time-of-day option selected for Rider GEN
electric | energy |  | 0 | 0 | 1 | 5 | 12 | 18 | 0 | 4 | 0.067606 | 0.067606 | $/kWh
electric | energy |  | 0 | 0 | 1 | 5 | 18 | 22 | 0 | 4 | 0.056254 | 0.056254 | $/kWh
electric | energy |  | 0 | 0 | 1 | 5 | 22 | 24 | 0 | 4 | 0.043323 | 0.043323 | $/kWh
electric | energy |  | 0 | 0 | 6 | 8 | 0 | 6 | 0 | 4 | 0.050412 | 0.050412 | $/kWh
electric | energy |  | 0 | 0 | 6 | 8 | 6 | 12 | 0 | 4 | 0.059903 | 0.059903 | $/kWh
electric | energy |  | 0 | 0 | 6 | 8 | 12 | 18 | 0 | 4 | 0.081786 | 0.081786 | $/kWh
electric | energy |  | 0 | 0 | 6 | 8 | 18 | 22 | 0 | 4 | 0.059903 | 0.059903 | $/kWh
electric | energy |  | 0 | 0 | 6 | 8 | 22 | 24 | 0 | 4 | 0.050412 | 0.050412 | $/kWh
electric | energy |  | 0 | 0 | 9 | 12 | 0 | 6 | 0 | 4 | 0.043323 | 0.043323 | $/kWh
electric | energy |  | 0 | 0 | 9 | 12 | 6 | 12 | 0 | 4 | 0.056254 | 0.056254 | $/kWh
electric | energy |  | 0 | 0 | 9 | 12 | 12 | 18 | 0 | 4 | 0.067606 | 0.067606 | $/kWh
electric | energy |  | 0 | 0 | 9 | 12 | 18 | 22 | 0 | 4 | 0.056254 | 0.056254 | $/kWh
electric | energy |  | 0 | 0 | 9 | 12 | 22 | 24 | 0 | 4 | 0.043323 | 0.043323 | $/kWh
electric | energy |  | 0 | 0 | 1 | 5 | 0 | 24 | 5 | 6 | 0.043323 | 0.043323 | $/kWh
electric | energy |  | 0 | 0 | 6 | 8 | 0 | 24 | 5 | 6 | 0.050412 | 0.050412 | $/kWh
electric | energy |  | 0 | 0 | 9 | 12 | 0 | 24 | 5 | 6 | 0.043323 | 0.043323 | $/kWh
electric | demand | maximum | 0 | 0 | 1 | 12 | 0 | 24 | 0 | 6 | 3.3652 | 3.3652 | $/kW | Includes Delivery Capital Recovery Rider
gas | customer | [9 empty] | 60 | 60 | $/month
gas | energy |  | 0 | 0 | 1 | 12 | 0 | 24 | 0 | 6 | 0.66027 | 0.23317 | $/therm or $/m3 | Converted from MCF to therm
gas | energy |  | 1037 | 2936.4522 | 1 | 12 | 0 | 24 | 0 | 6 | 0.63327 | 0.22364 | $/therm or $/m3
gas | energy |  | 5185 | 14682.2608 | 1 | 12 | 0 | 24 | 0 | 6 | 0.6188 | 0.21853 | $/therm or $/m3

## 36003169012
utility | type | period | basic_charge_limit (imperial) | basic_charge_limit (metric) | month_start | month_end | hour_start | hour_end | weekday_start | weekday_end | charge (imperial) | charge (metric) | units | Notes
gas | energy |  | 0 | 0 | 1 | 12 | 0 | 24 | 0 | 6 | 32.9 | 11.6185 | $/therm or $/m3
gas | energy |  | 3 | 8.495 | 1 | 12 | 0 | 24 | 0 | 6 | 0.9223 | 0.32571 | $/therm or $/m3
gas | energy |  | 90 | 254.8512 | 1 | 12 | 0 | 24 | 0 | 6 | 0.484 | 0.17092 | $/therm or $/m3
gas | energy |  | 3000 | 8495.04 | 1 | 12 | 0 | 24 | 0 | 6 | 0.3335 | 0.11777 | $/therm or $/m3
electric | customer | [9 empty] | 143.09 | 143.09 | $/month
electric | demand | winter-peak1 | 0 | 0 | 1 | 5 | 8 | 22 | 0 | 4 | 13.96 | 13.96 | $/kW
electric | demand | winter-all-hours1 | 0 | 0 | 1 | 5 | 0 | 24 | 0 | 6 | 4.21 | 4.21 | $/kW
electric | demand | summer-peak | 0 | 0 | 6 | 9 | 8 | 22 | 0 | 4 | 18.44 | 18.44 | $/kW
electric | demand | summer-super-peak | 0 | 0 | 6 | 9 | 8 | 18 | 0 | 4 | 9.15 | 9.15 | $/kW
electric | demand | summer-all-hours | 0 | 0 | 6 | 9 | 0 | 24 | 0 | 6 | 16.66 | 16.66 | $/kW
electric | demand | winter-peak2 | 0 | 0 | 10 | 12 | 8 | 22 | 0 | 4 | 13.96 | 13.96 | $/kW
electric | demand | winter-all-hours2 | 0 | 0 | 10 | 12 | 0 | 24 | 0 | 6 | 4.21 | 4.21 | $/kW
electric | energy |  | 0 | 0 | 1 | 1 | 0 | 8 | 0 | 4 | 0.044678 | 0.044678 | $/kWh | Monthly average of LMP price plus base charge of $0.0079 / kWh
electric | energy |  | 0 | 0 | 1 | 1 | 22 | 24 | 0 | 4 | 0.044678 | 0.044678 | $/kWh | Monthly average of LMP price plus base charge of $0.0079 / kWh
electric | energy |  | 0 | 0 | 1 | 1 | 8 | 22 | 0 | 4 | 0.044254 | 0.044254 | $/kWh | Monthly average of LMP price plus base charge of $0.0079 / kWh
electric | energy |  | 0 | 0 | 1 | 1 | 0 | 24 | 5 | 6 | 0.044678 | 0.044678 | $/kWh | Monthly average of LMP price plus base charge of $0.0079 / kWh
electric | energy |  | 0 | 0 | 2 | 2 | 0 | 8 | 0 | 4 | 0.055976 | 0.055976 | $/kWh | Monthly average of LMP price plus base charge of $0.0079 / kWh
electric | energy |  | 0 | 0 | 2 | 2 | 22 | 24 | 0 | 4 | 0.055976 | 0.055976 | $/kWh | Monthly average of LMP price plus base charge of $0.0079 / kWh
electric | energy |  | 0 | 0 | 2 | 2 | 8 | 22 | 0 | 4 | 0.07268 | 0.07268 | $/kWh | Monthly average of LMP price plus base charge of $0.0079 / kWh
electric | energy |  | 0 | 0 | 2 | 2 | 0 | 24 | 5 | 6 | 0.055976 | 0.055976 | $/kWh | Monthly average of LMP price plus base charge of $0.0079 / kWh
electric | energy |  | 0 | 0 | 3 | 3 | 0 | 8 | 0 | 4 | 0.034728 | 0.034728 | $/kWh | Monthly average of LMP price plus base charge of $0.0079 / kWh
electric | energy |  | 0 | 0 | 3 | 3 | 22 | 24 | 0 | 4 | 0.034728 | 0.034728 | $/kWh | Monthly average of LMP price plus base charge of $0.0079 / kWh
electric | energy |  | 0 | 0 | 3 | 3 | 8 | 22 | 0 | 4 | 0.037299 | 0.037299 | $/kWh | Monthly average of LMP price plus base charge of $0.0079 / kWh
electric | energy |  | 0 | 0 | 3 | 3 | 0 | 24 | 5 | 6 | 0.034728 | 0.034728 | $/kWh | Monthly average of LMP price plus base charge of $0.0079 / kWh
electric | energy |  | 0 | 0 | 4 | 4 | 0 | 8 | 0 | 4 | 0.02936 | 0.02936 | $/kWh | Monthly average of LMP price plus base charge of $0.0079 / kWh
electric | energy |  | 0 | 0 | 4 | 4 | 22 | 24 | 0 | 4 | 0.02936 | 0.02936 | $/kWh | Monthly average of LMP price plus base charge of $0.0079 / kWh
electric | energy |  | 0 | 0 | 4 | 4 | 8 | 22 | 0 | 4 | 0.032452 | 0.032452 | $/kWh | Monthly average of LMP price plus base charge of $0.0079 / kWh
electric | energy |  | 0 | 0 | 4 | 4 | 0 | 24 | 5 | 6 | 0.02936 | 0.02936 | $/kWh | Monthly average of LMP price plus base charge of $0.0079 / kWh
electric | energy |  | 0 | 0 | 5 | 5 | 0 | 8 | 0 | 4 | 0.028972 | 0.028972 | $/kWh | Monthly average of LMP price plus base charge of $0.0079 / kWh
electric | energy |  | 0 | 0 | 5 | 5 | 22 | 24 | 0 | 4 | 0.028972 | 0.028972 | $/kWh | Monthly average of LMP price plus base charge of $0.0079 / kWh
electric | energy |  | 0 | 0 | 5 | 5 | 8 | 22 | 0 | 4 | 0.034007 | 0.034007 | $/kWh | Monthly average of LMP price plus base charge of $0.0079 / kWh
electric | energy |  | 0 | 0 | 5 | 5 | 0 | 24 | 5 | 6 | 0.028972 | 0.028972 | $/kWh | Monthly average of LMP price plus base charge of $0.0079 / kWh
electric | energy |  | 0 | 0 | 6 | 6 | 0 | 8 | 0 | 4 | 0.033858 | 0.033858 | $/kWh | Monthly average of LMP price plus base charge of $0.0079 / kWh
electric | energy |  | 0 | 0 | 6 | 6 | 22 | 24 | 0 | 4 | 0.033858 | 0.033858 | $/kWh | Monthly average of LMP price plus base charge of $0.0079 / kWh
electric | energy |  | 0 | 0 | 6 | 6 | 8 | 22 | 0 | 4 | 0.042739 | 0.042739 | $/kWh | Monthly average of LMP price plus base charge of $0.0079 / kWh
electric | energy |  | 0 | 0 | 6 | 6 | 0 | 24 | 5 | 6 | 0.033858 | 0.033858 | $/kWh | Monthly average of LMP price plus base charge of $0.0079 / kWh
electric | energy |  | 0 | 0 | 7 | 7 | 0 | 8 | 0 | 4 | 0.037473 | 0.037473 | $/kWh | Monthly average of LMP price plus base charge of $0.0079 / kWh
electric | energy |  | 0 | 0 | 7 | 7 | 22 | 24 | 0 | 4 | 0.037473 | 0.037473 | $/kWh | Monthly average of LMP price plus base charge of $0.0079 / kWh
electric | energy |  | 0 | 0 | 7 | 7 | 8 | 22 | 0 | 4 | 0.049902 | 0.049902 | $/kWh | Monthly average of LMP price plus base charge of $0.0079 / kWh
electric | energy |  | 0 | 0 | 7 | 7 | 0 | 24 | 5 | 6 | 0.037473 | 0.037473 | $/kWh | Monthly average of LMP price plus base charge of $0.0079 / kWh
electric | energy |  | 0 | 0 | 8 | 8 | 0 | 8 | 0 | 4 | 0.041839 | 0.041839 | $/kWh | Monthly average of LMP price plus base charge of $0.0079 / kWh
electric | energy |  | 0 | 0 | 8 | 8 | 22 | 24 | 0 | 4 | 0.041839 | 0.041839 | $/kWh | Monthly average of LMP price plus base charge of $0.0079 / kWh
electric | energy |  | 0 | 0 | 8 | 8 | 8 | 22 | 0 | 4 | 0.054796 | 0.054796 | $/kWh | Monthly average of LMP price plus base charge of $0.0079 / kWh
electric | energy |  | 0 | 0 | 8 | 8 | 0 | 24 | 5 | 6 | 0.041839 | 0.041839 | $/kWh | Monthly average of LMP price plus base charge of $0.0079 / kWh
electric | energy |  | 0 | 0 | 9 | 9 | 0 | 8 | 0 | 4 | 0.045309 | 0.045309 | $/kWh | Monthly average of LMP price plus base charge of $0.0079 / kWh
electric | energy |  | 0 | 0 | 9 | 9 | 22 | 24 | 0 | 4 | 0.045309 | 0.045309 | $/kWh | Monthly average of LMP price plus base charge of $0.0079 / kWh
electric | energy |  | 0 | 0 | 9 | 9 | 8 | 22 | 0 | 4 | 0.056308 | 0.056308 | $/kWh | Monthly average of LMP price plus base charge of $0.0079 / kWh
electric | energy |  | 0 | 0 | 9 | 9 | 0 | 24 | 5 | 6 | 0.045309 | 0.045309 | $/kWh | Monthly average of LMP price plus base charge of $0.0079 / kWh
electric | energy |  | 0 | 0 | 10 | 10 | 0 | 8 | 0 | 4 | 0.051257 | 0.051257 | $/kWh | Monthly average of LMP price plus base charge of $0.0079 / kWh
electric | energy |  | 0 | 0 | 10 | 10 | 22 | 24 | 0 | 4 | 0.051257 | 0.051257 | $/kWh | Monthly average of LMP price plus base charge of $0.0079 / kWh
electric | energy |  | 0 | 0 | 10 | 10 | 8 | 22 | 0 | 4 | 0.062368 | 0.062368 | $/kWh | Monthly average of LMP price plus base charge of $0.0079 / kWh
electric | energy |  | 0 | 0 | 10 | 10 | 0 | 24 | 5 | 6 | 0.051257 | 0.051257 | $/kWh | Monthly average of LMP price plus base charge of $0.0079 / kWh
electric | energy |  | 0 | 0 | 11 | 11 | 0 | 8 | 0 | 4 | 0.057464 | 0.057464 | $/kWh | Monthly average of LMP price plus base charge of $0.0079 / kWh
electric | energy |  | 0 | 0 | 11 | 11 | 22 | 24 | 0 | 4 | 0.057464 | 0.057464 | $/kWh | Monthly average of LMP price plus base charge of $0.0079 / kWh
electric | energy |  | 0 | 0 | 11 | 11 | 8 | 22 | 0 | 4 | 0.065003 | 0.065003 | $/kWh | Monthly average of LMP price plus base charge of $0.0079 / kWh
electric | energy |  | 0 | 0 | 11 | 11 | 0 | 24 | 5 | 6 | 0.057464 | 0.057464 | $/kWh | Monthly average of LMP price plus base charge of $0.0079 / kWh
electric | energy |  | 0 | 0 | 12 | 12 | 0 | 8 | 0 | 4 | 0.044908 | 0.044908 | $/kWh | Monthly average of LMP price plus base charge of $0.0079 / kWh
electric | energy |  | 0 | 0 | 12 | 12 | 22 | 24 | 0 | 4 | 0.044908 | 0.044908 | $/kWh | Monthly average of LMP price plus base charge of $0.0079 / kWh
electric | energy |  | 0 | 0 | 12 | 12 | 8 | 22 | 0 | 4 | 0.055188 | 0.055188 | $/kWh | Monthly average of LMP price plus base charge of $0.0079 / kWh
electric | energy |  | 0 | 0 | 12 | 12 | 0 | 24 | 5 | 6 | 0.044908 | 0.044908 | $/kWh | Monthly average of LMP price plus base charge of $0.0079 / kWh

## 39001792001
utility | type | period | basic_charge_limit (imperial) | basic_charge_limit (metric) | month_start | month_end | hour_start | hour_end | weekday_start | weekday_end | charge (imperial) | charge (metric) | units | Notes
electric | customer | [9 empty] | 138.5 | 138.5 | $/month
electric | energy |  | 0 | 0 | 1 | 12 | 0 | 24 | 0 | 6 | 0.04025 | 0.04025 | $/kWh | Generation Energy and Capacity Riders
electric | demand | maximum | 0 | 0 | 1 | 12 | 0 | 24 | 0 | 6 | 6.72 | 6.72 | $/kW

## 6002032003
utility | type | period | basic_charge_limit (imperial) | basic_charge_limit (metric) | month_start | month_end | hour_start | hour_end | weekday_start | weekday_end | charge (imperial) | charge (metric) | units | Notes
electric | customer | [9 empty] | 1514.6622 | 1514.6622 | $/month | Estimated from multiplying cost of 1 meter for 1 day by 30 days
electric | demand | peak-summer | 0 | 0 | 6 | 9 | 16 | 21 | 0 | 6 | 26.8 | 26.8 | $/kW
electric | demand | part-peak-summer | 0 | 0 | 6 | 9 | 14 | 16 | 0 | 6 | 5.32 | 5.32 | $/kW
electric | demand | part-peak-summer | 0 | 0 | 6 | 9 | 21 | 23 | 0 | 6 | 5.32 | 5.32 | $/kW
electric | demand | maximum | 0 | 0 | 1 | 12 | 0 | 24 | 0 | 6 | 20.7 | 20.7 | $/kW
electric | demand | peak-winter1 | 0 | 0 | 1 | 5 | 16 | 21 | 0 | 6 | 1.78 | 1.78 | $/kW
electric | demand | peak-winter2 | 0 | 0 | 10 | 12 | 16 | 21 | 0 | 6 | 1.78 | 1.78 | $/kW
electric | energy |  | 0 | 0 | 6 | 9 | 0 | 14 | 0 | 6 | 0.09816 | 0.09816 | $/kWh
electric | energy |  | 0 | 0 | 6 | 9 | 14 | 16 | 0 | 6 | 0.11735 | 0.11735 | $/kWh
electric | energy |  | 0 | 0 | 6 | 9 | 16 | 21 | 0 | 6 | 0.14484 | 0.14484 | $/kWh
electric | energy |  | 0 | 0 | 6 | 9 | 21 | 23 | 0 | 6 | 0.11735 | 0.11735 | $/kWh
electric | energy |  | 0 | 0 | 6 | 9 | 23 | 24 | 0 | 6 | 0.09816 | 0.09816 | $/kWh
electric | energy |  | 0 | 0 | 1 | 2 | 0 | 16 | 0 | 6 | 0.09822 | 0.09822 | $/kWh
electric | energy |  | 0 | 0 | 1 | 2 | 21 | 24 | 0 | 6 | 0.09822 | 0.09822 | $/kWh
electric | energy |  | 0 | 0 | 1 | 5 | 16 | 21 | 0 | 6 | 0.12734 | 0.12734 | $/kWh
electric | energy |  | 0 | 0 | 3 | 5 | 0 | 9 | 0 | 6 | 0.09822 | 0.09822 | $/kWh
electric | energy |  | 0 | 0 | 3 | 5 | 9 | 14 | 0 | 6 | 0.0569 | 0.0569 | $/kWh
electric | energy |  | 0 | 0 | 3 | 5 | 14 | 16 | 0 | 6 | 0.09822 | 0.09822 | $/kWh
electric | energy |  | 0 | 0 | 3 | 5 | 21 | 24 | 0 | 6 | 0.09822 | 0.09822 | $/kWh
electric | energy |  | 0 | 0 | 10 | 12 | 0 | 16 | 0 | 6 | 0.09822 | 0.09822 | $/kWh
electric | energy |  | 0 | 0 | 10 | 12 | 21 | 24 | 0 | 6 | 0.09822 | 0.09822 | $/kWh
electric | energy |  | 0 | 0 | 10 | 12 | 16 | 21 | 0 | 6 | 0.12734 | 0.12734 | $/kWh
gas | customer | [9 empty] | 148.6554 | 148.6554 | $/month | Estimated from multiplying cost for 1 day by 30 days
gas | energy |  | 0 | 0 | 1 | 3 | 0 | 24 | 0 | 6 | 1.6874 | 0.59589 | $/therm or $/m3
gas | energy |  | 0 | 0 | 4 | 10 | 0 | 24 | 0 | 6 | 1.5403 | 0.54396 | $/therm or $/m3
gas | energy |  | 0 | 0 | 11 | 12 | 0 | 24 | 0 | 6 | 1.6874 | 0.59589 | $/therm or $/m3
gas | energy |  | 4000 | 11326.72 | 1 | 3 | 0 | 24 | 0 | 6 | 1.3126 | 0.46354 | $/therm or $/m3
gas | energy |  | 4000 | 11326.72 | 4 | 10 | 0 | 24 | 0 | 6 | 1.2242 | 0.43232 | $/therm or $/m3
gas | energy |  | 4000 | 11326.72 | 11 | 12 | 0 | 24 | 0 | 6 | 1.3126 | 0.46354 | $/therm or $/m3

## 6002036001
utility | type | period | basic_charge_limit (imperial) | basic_charge_limit (metric) | month_start | month_end | hour_start | hour_end | weekday_start | weekday_end | charge (imperial) | charge (metric) | units | Notes
electric | customer | [9 empty] | 1514.6622 | 1514.6622 | $/month | Estimated from multiplying cost of 1 meter for 1 day by 30 days
electric | demand | peak-summer | 0 | 0 | 6 | 9 | 16 | 21 | 0 | 6 | 26.8 | 26.8 | $/kW
electric | demand | part-peak-summer | 0 | 0 | 6 | 9 | 14 | 16 | 0 | 6 | 5.32 | 5.32 | $/kW
electric | demand | part-peak-summer | 0 | 0 | 6 | 9 | 21 | 23 | 0 | 6 | 5.32 | 5.32 | $/kW
electric | demand | maximum | 0 | 0 | 1 | 12 | 0 | 24 | 0 | 6 | 20.7 | 20.7 | $/kW
electric | demand | peak-winter1 | 0 | 0 | 1 | 5 | 16 | 21 | 0 | 6 | 1.78 | 1.78 | $/kW
electric | demand | peak-winter2 | 0 | 0 | 10 | 12 | 16 | 21 | 0 | 6 | 1.78 | 1.78 | $/kW
electric | energy |  | 0 | 0 | 6 | 9 | 0 | 14 | 0 | 6 | 0.09816 | 0.09816 | $/kWh
electric | energy |  | 0 | 0 | 6 | 9 | 14 | 16 | 0 | 6 | 0.11735 | 0.11735 | $/kWh
electric | energy |  | 0 | 0 | 6 | 9 | 16 | 21 | 0 | 6 | 0.14484 | 0.14484 | $/kWh
electric | energy |  | 0 | 0 | 6 | 9 | 21 | 23 | 0 | 6 | 0.11735 | 0.11735 | $/kWh
electric | energy |  | 0 | 0 | 6 | 9 | 23 | 24 | 0 | 6 | 0.09816 | 0.09816 | $/kWh
electric | energy |  | 0 | 0 | 1 | 2 | 0 | 16 | 0 | 6 | 0.09822 | 0.09822 | $/kWh
electric | energy |  | 0 | 0 | 1 | 2 | 21 | 24 | 0 | 6 | 0.09822 | 0.09822 | $/kWh
electric | energy |  | 0 | 0 | 1 | 5 | 16 | 21 | 0 | 6 | 0.12734 | 0.12734 | $/kWh
electric | energy |  | 0 | 0 | 3 | 5 | 0 | 9 | 0 | 6 | 0.09822 | 0.09822 | $/kWh
electric | energy |  | 0 | 0 | 3 | 5 | 9 | 14 | 0 | 6 | 0.0569 | 0.0569 | $/kWh
electric | energy |  | 0 | 0 | 3 | 5 | 14 | 16 | 0 | 6 | 0.09822 | 0.09822 | $/kWh
electric | energy |  | 0 | 0 | 3 | 5 | 21 | 24 | 0 | 6 | 0.09822 | 0.09822 | $/kWh
electric | energy |  | 0 | 0 | 10 | 12 | 0 | 16 | 0 | 6 | 0.09822 | 0.09822 | $/kWh
electric | energy |  | 0 | 0 | 10 | 12 | 21 | 24 | 0 | 6 | 0.09822 | 0.09822 | $/kWh
electric | energy |  | 0 | 0 | 10 | 12 | 16 | 21 | 0 | 6 | 0.12734 | 0.12734 | $/kWh
gas | customer | [9 empty] | 148.6554 | 148.6554 | $/month | Estimated from multiplying cost for 1 day by 30 days
gas | energy |  | 0 | 0 | 1 | 3 | 0 | 24 | 0 | 6 | 1.6874 | 0.59589 | $/therm or $/m3
gas | energy |  | 0 | 0 | 4 | 10 | 0 | 24 | 0 | 6 | 1.5403 | 0.54396 | $/therm or $/m3
gas | energy |  | 0 | 0 | 11 | 12 | 0 | 24 | 0 | 6 | 1.6874 | 0.59589 | $/therm or $/m3
gas | energy |  | 4000 | 11326.72 | 1 | 3 | 0 | 24 | 0 | 6 | 1.3126 | 0.46354 | $/therm or $/m3
gas | energy |  | 4000 | 11326.72 | 4 | 10 | 0 | 24 | 0 | 6 | 1.2242 | 0.43232 | $/therm or $/m3
gas | energy |  | 4000 | 11326.72 | 11 | 12 | 0 | 24 | 0 | 6 | 1.3126 | 0.46354 | $/therm or $/m3

## 26004005011
utility | type | period | basic_charge_limit (imperial) | basic_charge_limit (metric) | month_start | month_end | hour_start | hour_end | weekday_start | weekday_end | charge (imperial) | charge (metric) | units | Notes
electric | customer | [9 empty] | 13.67 | 13.67 | $/month | Estimated from multiplying cost of 1 meter for 1 day by 30 days
electric | demand | off-peak | 0 | 0 | 1 | 12 | 0 | 11 | 0 | 4 | 7.5756 | 7.5756 | $/kW
electric | demand | on-peak | 0 | 0 | 1 | 12 | 11 | 19 | 0 | 4 | 34.09 | 34.09 | $/kW
electric | demand | off-peak | 0 | 0 | 1 | 12 | 19 | 24 | 0 | 4 | 7.5756 | 7.5756 | $/kW
electric | demand | off-peak | 0 | 0 | 1 | 12 | 0 | 24 | 5 | 6 | 7.5756 | 7.5756 | $/kW
electric | energy |  | 0 | 0 | 1 | 12 | 0 | 24 | 0 | 6 | 0.04171 | 0.04171 | $/kWh

## 29001011001
utility | type | period | basic_charge_limit (imperial) | basic_charge_limit (metric) | month_start | month_end | hour_start | hour_end | weekday_start | weekday_end | charge (imperial) | charge (metric) | units | Notes
electric | customer | [9 empty] | 1149.23 | 1149.23 | $/month
electric | energy |  | 0 | 0 | 1 | 5 | 0 | 24 | 0 | 6 | 0.07412 | 0.07412 | $/kWh | Ignored monthly fuel adjustment as it was <= $0.0005 / kWh
electric | energy |  | 0 | 0 | 6 | 9 | 0 | 24 | 0 | 6 | 0.08744 | 0.08744 | $/kWh | Ignored monthly fuel adjustment as it was <= $0.0005 / kWh
electric | energy |  | 0 | 0 | 10 | 12 | 0 | 24 | 0 | 6 | 0.07412 | 0.07412 | $/kWh | Ignored monthly fuel adjustment as it was <= $0.0005 / kWh
electric | demand | winter1 | 0 | 0 | 1 | 5 | 0 | 24 | 0 | 6 | 9.915 | 9.915 | $/kW
electric | demand | summer | 0 | 0 | 6 | 9 | 0 | 24 | 0 | 6 | 14.589 | 14.589 | $/kW
electric | demand | winter2 | 0 | 0 | 10 | 12 | 0 | 24 | 0 | 6 | 9.915 | 9.915 | $/kW
electric | demand | winter1 | 2500 | 2500 | 1 | 5 | 0 | 24 | 0 | 6 | 7.74 | 7.74 | $/kW
electric | demand | summer | 2500 | 2500 | 6 | 9 | 0 | 24 | 0 | 6 | 11.672 | 11.672 | $/kW
electric | demand | winter2 | 2500 | 2500 | 10 | 12 | 0 | 24 | 0 | 6 | 7.74 | 7.74 | $/kW
electric | demand | winter1 | 5000 | 5000 | 1 | 5 | 0 | 24 | 0 | 6 | 6.827 | 6.827 | $/kW
electric | demand | summer | 5000 | 5000 | 6 | 9 | 0 | 24 | 0 | 6 | 9.776 | 9.776 | $/kW
electric | demand | winter2 | 5000 | 5000 | 10 | 12 | 0 | 24 | 0 | 6 | 6.827 | 6.827 | $/kW
electric | demand | winter1 | 7500 | 7500 | 1 | 5 | 0 | 24 | 0 | 6 | 5.257 | 5.257 | $/kW
electric | demand | summer | 7500 | 7500 | 6 | 9 | 0 | 24 | 0 | 6 | 7.138 | 7.138 | $/kW
electric | demand | winter2 | 7500 | 7500 | 10 | 12 | 0 | 24 | 0 | 6 | 5.257 | 5.257 | $/kW

## 6004009003
utility | type | period | basic_charge_limit (imperial) | basic_charge_limit (metric) | month_start | month_end | hour_start | hour_end | weekday_start | weekday_end | charge (imperial) | charge (metric) | units | Notes
electric | customer | [9 empty] | 373.12 | 373.12 | $/month | Assumed 2 to 50 kV (typical primary voltage)
electric | demand | peak-summer | 0 | 0 | 6 | 9 | 16 | 21 | 0 | 4 | 22.19 | 22.19 | $/kW | Had to choose between high demand or high energy charges (Option D or Option E)
electric | demand | part-peak-winter1 | 0 | 0 | 1 | 5 | 16 | 21 | 0 | 4 | 4.69 | 4.69 | $/kW | This is hgh demand, low energy
electric | demand | part-peak-winter2 | 0 | 0 | 10 | 12 | 16 | 21 | 0 | 4 | 4.69 | 4.69 | $/kW
electric | demand | maximum | 0 | 0 | 1 | 12 | 0 | 24 | 0 | 6 | 16.97 | 16.97 | $/kW
electric | energy |  | 0 | 0 | 6 | 9 | 16 | 21 | 0 | 4 | 0.11688 | 0.11688 | $/kWh | Includes delivery and generation service
electric | energy |  | 0 | 0 | 6 | 9 | 0 | 16 | 0 | 6 | 0.08421 | 0.08421 | $/kWh | Includes delivery and generation service
electric | energy |  | 0 | 0 | 6 | 9 | 21 | 24 | 0 | 6 | 0.08421 | 0.08421 | $/kWh | Includes delivery and generation service
electric | energy |  | 0 | 0 | 6 | 9 | 16 | 21 | 5 | 6 | 0.10916 | 0.10916 | $/kWh | Includes delivery and generation service
electric | energy |  | 0 | 0 | 1 | 5 | 16 | 21 | 0 | 6 | 0.09803 | 0.09803 | $/kWh | Includes delivery and generation service
electric | energy |  | 0 | 0 | 1 | 5 | 0 | 8 | 0 | 6 | 0.08873 | 0.08873 | $/kWh | Includes delivery and generation service
electric | energy |  | 0 | 0 | 1 | 5 | 21 | 24 | 0 | 6 | 0.08873 | 0.08873 | $/kWh | Includes delivery and generation service
electric | energy |  | 0 | 0 | 1 | 5 | 8 | 16 | 0 | 6 | 0.07131 | 0.07131 | $/kWh | Includes delivery and generation service
electric | energy |  | 0 | 0 | 10 | 12 | 16 | 21 | 0 | 6 | 0.09803 | 0.09803 | $/kWh | Includes delivery and generation service
electric | energy |  | 0 | 0 | 10 | 12 | 0 | 8 | 0 | 6 | 0.08873 | 0.08873 | $/kWh | Includes delivery and generation service
electric | energy |  | 0 | 0 | 10 | 12 | 21 | 24 | 0 | 6 | 0.08873 | 0.08873 | $/kWh | Includes delivery and generation service
electric | energy |  | 0 | 0 | 10 | 12 | 8 | 16 | 0 | 6 | 0.07131 | 0.07131 | $/kWh | Includes delivery and generation service

## 34001030001
utility | type | period | basic_charge_limit (imperial) | basic_charge_limit (metric) | month_start | month_end | hour_start | hour_end | weekday_start | weekday_end | charge (imperial) | charge (metric) | units | Notes
electric | customer | [9 empty] | 392.35 | 392.35 | $/month
electric | demand | maximum | 0 | 0 | 1 | 12 | 0 | 24 | 0 | 6 | 1.7531 | 1.7531 | $/kW
electric | demand | summer | 0 | 0 | 6 | 9 | 7 | 21 | 0 | 4 | 9.7321 | 9.7321 | $/kW
electric | energy |  | 0 | 0 | 1 | 1 | 0 | 24 | 0 | 6 | 0.030263 | 0.030263 | $/kWh | Monthly average of LMP
electric | energy |  | 0 | 0 | 2 | 2 | 0 | 24 | 0 | 6 | 0.041978 | 0.041978 | $/kWh | Monthly average of LMP
electric | energy |  | 0 | 0 | 3 | 3 | 0 | 24 | 0 | 6 | 0.02247 | 0.02247 | $/kWh | Monthly average of LMP
electric | energy |  | 0 | 0 | 4 | 4 | 0 | 24 | 0 | 6 | 0.020292 | 0.020292 | $/kWh | Monthly average of LMP
electric | energy |  | 0 | 0 | 5 | 5 | 0 | 24 | 0 | 6 | 0.024019 | 0.024019 | $/kWh | Monthly average of LMP
electric | energy |  | 0 | 0 | 6 | 6 | 0 | 7 | 0 | 4 | 0.021854 | 0.021854 | $/kWh | Monthly average of LMP
electric | energy |  | 0 | 0 | 6 | 6 | 21 | 24 | 0 | 4 | 0.021854 | 0.021854 | $/kWh | Monthly average of LMP
electric | energy |  | 0 | 0 | 6 | 6 | 7 | 21 | 0 | 4 | 0.028279 | 0.028279 | $/kWh | Monthly average of LMP
electric | energy |  | 0 | 0 | 6 | 6 | 0 | 24 | 5 | 6 | 0.021854 | 0.021854 | $/kWh | Monthly average of LMP
electric | energy |  | 0 | 0 | 7 | 7 | 0 | 7 | 0 | 4 | 0.02548 | 0.02548 | $/kWh | Monthly average of LMP
electric | energy |  | 0 | 0 | 7 | 7 | 21 | 24 | 0 | 4 | 0.02548 | 0.02548 | $/kWh | Monthly average of LMP
electric | energy |  | 0 | 0 | 7 | 7 | 7 | 21 | 0 | 4 | 0.032982 | 0.032982 | $/kWh | Monthly average of LMP
electric | energy |  | 0 | 0 | 7 | 7 | 0 | 24 | 5 | 6 | 0.02548 | 0.02548 | $/kWh | Monthly average of LMP
electric | energy |  | 0 | 0 | 8 | 8 | 0 | 7 | 0 | 4 | 0.030394 | 0.030394 | $/kWh | Monthly average of LMP
electric | energy |  | 0 | 0 | 8 | 8 | 21 | 24 | 0 | 4 | 0.030394 | 0.030394 | $/kWh | Monthly average of LMP
electric | energy |  | 0 | 0 | 8 | 8 | 7 | 21 | 0 | 4 | 0.040218 | 0.040218 | $/kWh | Monthly average of LMP
electric | energy |  | 0 | 0 | 8 | 8 | 0 | 24 | 5 | 6 | 0.030394 | 0.030394 | $/kWh | Monthly average of LMP
electric | energy |  | 0 | 0 | 9 | 9 | 0 | 7 | 0 | 4 | 0.032883 | 0.032883 | $/kWh | Monthly average of LMP
electric | energy |  | 0 | 0 | 9 | 9 | 21 | 24 | 0 | 4 | 0.032883 | 0.032883 | $/kWh | Monthly average of LMP
electric | energy |  | 0 | 0 | 9 | 9 | 7 | 21 | 0 | 4 | 0.04111 | 0.04111 | $/kWh | Monthly average of LMP
electric | energy |  | 0 | 0 | 9 | 9 | 0 | 24 | 5 | 6 | 0.032883 | 0.032883 | $/kWh | Monthly average of LMP
electric | energy |  | 0 | 0 | 10 | 10 | 0 | 24 | 0 | 6 | 0.046958 | 0.046958 | $/kWh | Monthly average of LMP
electric | energy |  | 0 | 0 | 11 | 11 | 0 | 24 | 0 | 6 | 0.047586 | 0.047586 | $/kWh | Monthly average of LMP
electric | energy |  | 0 | 0 | 12 | 12 | 0 | 24 | 0 | 6 | 0.033439 | 0.033439 | $/kWh | Monthly average of LMP
gas | customer | [9 empty] | 17.75 | 17.75 | $/month
gas | energy |  | 0 | 0 | 1 | 12 | 0 | 24 | 0 | 6 | 0.32506 | 0.11479 | $/therm or $/m3

## 39008260001
utility | type | period | basic_charge_limit (imperial) | basic_charge_limit (metric) | month_start | month_end | hour_start | hour_end | weekday_start | weekday_end | charge (imperial) | charge (metric) | units | Notes
electric | customer | [9 empty] | 150 | 150 | $/month
electric | demand | maximum | 0 | 0 | 1 | 12 | 0 | 24 | 0 | 6 | 2.2861 | 2.2861 | $/kW | Includes Delivery Capital Recovery Rider
electric | energy |  | 0 | 0 | 1 | 5 | 0 | 6 | 0 | 4 | 0.040005 | 0.040005 | $/kWh | Energy charge includes Riders GCR, TSA, GEN, and Fuel
electric | energy |  | 0 | 0 | 1 | 5 | 6 | 12 | 0 | 4 | 0.052936 | 0.052936 | $/kWh | Time-of-day option selected for Rider GEN
electric | energy |  | 0 | 0 | 1 | 5 | 12 | 18 | 0 | 4 | 0.064288 | 0.064288 | $/kWh
electric | energy |  | 0 | 0 | 1 | 5 | 18 | 22 | 0 | 4 | 0.052936 | 0.052936 | $/kWh
electric | energy |  | 0 | 0 | 1 | 5 | 22 | 24 | 0 | 4 | 0.040005 | 0.040005 | $/kWh
electric | energy |  | 0 | 0 | 6 | 8 | 0 | 6 | 0 | 4 | 0.047094 | 0.047094 | $/kWh
electric | energy |  | 0 | 0 | 6 | 8 | 6 | 12 | 0 | 4 | 0.056585 | 0.056585 | $/kWh
electric | energy |  | 0 | 0 | 6 | 8 | 12 | 18 | 0 | 4 | 0.078468 | 0.078468 | $/kWh
electric | energy |  | 0 | 0 | 6 | 8 | 18 | 22 | 0 | 4 | 0.056585 | 0.056585 | $/kWh
electric | energy |  | 0 | 0 | 6 | 8 | 22 | 24 | 0 | 4 | 0.047094 | 0.047094 | $/kWh
electric | energy |  | 0 | 0 | 9 | 12 | 0 | 6 | 0 | 4 | 0.040005 | 0.040005 | $/kWh
electric | energy |  | 0 | 0 | 9 | 12 | 6 | 12 | 0 | 4 | 0.052936 | 0.052936 | $/kWh
electric | energy |  | 0 | 0 | 9 | 12 | 12 | 18 | 0 | 4 | 0.064288 | 0.064288 | $/kWh
electric | energy |  | 0 | 0 | 9 | 12 | 18 | 22 | 0 | 4 | 0.052936 | 0.052936 | $/kWh
electric | energy |  | 0 | 0 | 9 | 12 | 22 | 24 | 0 | 4 | 0.040005 | 0.040005 | $/kWh
electric | energy |  | 0 | 0 | 1 | 5 | 0 | 24 | 5 | 6 | 0.040005 | 0.040005 | $/kWh
electric | energy |  | 0 | 0 | 6 | 8 | 0 | 24 | 5 | 6 | 0.047094 | 0.047094 | $/kWh
electric | energy |  | 0 | 0 | 9 | 12 | 0 | 24 | 5 | 6 | 0.040005 | 0.040005 | $/kWh
gas | customer | [9 empty] | 559.53 | 559.53 | $/month
gas | energy |  | 0 | 0 | 1 | 12 | 0 | 24 | 0 | 6 | 0.035557 | 0.012557 | $/therm or $/m3
gas | energy |  | 21740 | 61560.7232 | 1 | 12 | 0 | 24 | 0 | 6 | 0.021803 | 0.0076997 | $/therm or $/m3
gas | energy |  | 163050 | 461705.424 | 1 | 12 | 0 | 24 | 0 | 6 | 0.019025 | 0.0067186 | $/therm or $/m3
gas | energy |  | 1087000 | 3078036.16 | 1 | 12 | 0 | 24 | 0 | 6 | 0.015041 | 0.0053118 | $/therm or $/m3

## 36008024001
utility | type | period | basic_charge_limit (imperial) | basic_charge_limit (metric) | month_start | month_end | hour_start | hour_end | weekday_start | weekday_end | charge (imperial) | charge (metric) | units | Notes
electric | customer | [9 empty] | 349.93 | 349.93 | $/month
electric | energy |  | 0 | 0 | 1 | 1 | 0 | 24 | 0 | 6 | 0.035741 | 0.035741 | $/kWh | Monthly average of commodity price
electric | energy |  | 0 | 0 | 2 | 2 | 0 | 24 | 0 | 6 | 0.025127 | 0.025127 | $/kWh | Monthly average of commodity price
electric | energy |  | 0 | 0 | 3 | 3 | 0 | 24 | 0 | 6 | 0.029666 | 0.029666 | $/kWh | Monthly average of commodity price
electric | energy |  | 0 | 0 | 4 | 4 | 0 | 24 | 0 | 6 | 0.032384 | 0.032384 | $/kWh | Monthly average of commodity price
electric | energy |  | 0 | 0 | 5 | 5 | 0 | 24 | 0 | 6 | 0.049126 | 0.049126 | $/kWh | Monthly average of commodity price
electric | energy |  | 0 | 0 | 6 | 6 | 0 | 24 | 0 | 6 | 0.023806 | 0.023806 | $/kWh | Monthly average of commodity price
electric | energy |  | 0 | 0 | 7 | 7 | 0 | 24 | 0 | 6 | 0.020728 | 0.020728 | $/kWh | Monthly average of commodity price
electric | energy |  | 0 | 0 | 8 | 8 | 0 | 24 | 0 | 6 | 0.050803 | 0.050803 | $/kWh | Monthly average of commodity price
electric | energy |  | 0 | 0 | 9 | 9 | 0 | 24 | 0 | 6 | 0.053536 | 0.053536 | $/kWh | Monthly average of commodity price
electric | energy |  | 0 | 0 | 10 | 10 | 0 | 24 | 0 | 6 | 0.058411 | 0.058411 | $/kWh | Monthly average of commodity price
electric | energy |  | 0 | 0 | 11 | 11 | 0 | 24 | 0 | 6 | 0.068364 | 0.068364 | $/kWh | Monthly average of commodity price
electric | energy |  | 0 | 0 | 12 | 12 | 0 | 24 | 0 | 6 | 0.064587 | 0.064587 | $/kWh | Monthly average of commodity price
electric | demand | maximum | 0 | 0 | 1 | 12 | 0 | 24 | 0 | 6 | 17.05 | 17.05 | $/kW | Includes high voltage discount

## 36002001010
utility | type | period | basic_charge_limit (imperial) | basic_charge_limit (metric) | month_start | month_end | hour_start | hour_end | weekday_start | weekday_end | charge (imperial) | charge (metric) | units | Notes
gas | energy |  | 0 | 0 | 1 | 12 | 0 | 24 | 0 | 6 | 250 | 88.2868 | $/therm or $/m3
gas | energy |  | 10 | 28.3168 | 1 | 12 | 0 | 24 | 0 | 6 | 0.2632 | 0.092948 | $/therm or $/m3
electric | customer | [9 empty] | 143.09 | 143.09 | $/month
electric | demand | winter-peak1 | 0 | 0 | 1 | 5 | 8 | 22 | 0 | 4 | 13.96 | 13.96 | $/kW
electric | demand | winter-all-hours1 | 0 | 0 | 1 | 5 | 0 | 24 | 0 | 6 | 4.21 | 4.21 | $/kW
electric | demand | summer-peak | 0 | 0 | 6 | 9 | 8 | 22 | 0 | 4 | 18.44 | 18.44 | $/kW
electric | demand | summer-super-peak | 0 | 0 | 6 | 9 | 8 | 18 | 0 | 4 | 9.15 | 9.15 | $/kW
electric | demand | summer-all-hours | 0 | 0 | 6 | 9 | 0 | 24 | 0 | 6 | 16.66 | 16.66 | $/kW
electric | demand | winter-peak2 | 0 | 0 | 10 | 12 | 8 | 22 | 0 | 4 | 13.96 | 13.96 | $/kW
electric | demand | winter-all-hours2 | 0 | 0 | 10 | 12 | 0 | 24 | 0 | 6 | 4.21 | 4.21 | $/kW
electric | energy |  | 0 | 0 | 1 | 1 | 0 | 8 | 0 | 4 | 0.044678 | 0.044678 | $/kWh | Monthly average of LMP price plus base charge of $0.0079 / kWh
electric | energy |  | 0 | 0 | 1 | 1 | 22 | 24 | 0 | 4 | 0.044678 | 0.044678 | $/kWh | Monthly average of LMP price plus base charge of $0.0079 / kWh
electric | energy |  | 0 | 0 | 1 | 1 | 8 | 22 | 0 | 4 | 0.044254 | 0.044254 | $/kWh | Monthly average of LMP price plus base charge of $0.0079 / kWh
electric | energy |  | 0 | 0 | 1 | 1 | 0 | 24 | 5 | 6 | 0.044678 | 0.044678 | $/kWh | Monthly average of LMP price plus base charge of $0.0079 / kWh
electric | energy |  | 0 | 0 | 2 | 2 | 0 | 8 | 0 | 4 | 0.055976 | 0.055976 | $/kWh | Monthly average of LMP price plus base charge of $0.0079 / kWh
electric | energy |  | 0 | 0 | 2 | 2 | 22 | 24 | 0 | 4 | 0.055976 | 0.055976 | $/kWh | Monthly average of LMP price plus base charge of $0.0079 / kWh
electric | energy |  | 0 | 0 | 2 | 2 | 8 | 22 | 0 | 4 | 0.07268 | 0.07268 | $/kWh | Monthly average of LMP price plus base charge of $0.0079 / kWh
electric | energy |  | 0 | 0 | 2 | 2 | 0 | 24 | 5 | 6 | 0.055976 | 0.055976 | $/kWh | Monthly average of LMP price plus base charge of $0.0079 / kWh
electric | energy |  | 0 | 0 | 3 | 3 | 0 | 8 | 0 | 4 | 0.034728 | 0.034728 | $/kWh | Monthly average of LMP price plus base charge of $0.0079 / kWh
electric | energy |  | 0 | 0 | 3 | 3 | 22 | 24 | 0 | 4 | 0.034728 | 0.034728 | $/kWh | Monthly average of LMP price plus base charge of $0.0079 / kWh
electric | energy |  | 0 | 0 | 3 | 3 | 8 | 22 | 0 | 4 | 0.037299 | 0.037299 | $/kWh | Monthly average of LMP price plus base charge of $0.0079 / kWh
electric | energy |  | 0 | 0 | 3 | 3 | 0 | 24 | 5 | 6 | 0.034728 | 0.034728 | $/kWh | Monthly average of LMP price plus base charge of $0.0079 / kWh
electric | energy |  | 0 | 0 | 4 | 4 | 0 | 8 | 0 | 4 | 0.02936 | 0.02936 | $/kWh | Monthly average of LMP price plus base charge of $0.0079 / kWh
electric | energy |  | 0 | 0 | 4 | 4 | 22 | 24 | 0 | 4 | 0.02936 | 0.02936 | $/kWh | Monthly average of LMP price plus base charge of $0.0079 / kWh
electric | energy |  | 0 | 0 | 4 | 4 | 8 | 22 | 0 | 4 | 0.032452 | 0.032452 | $/kWh | Monthly average of LMP price plus base charge of $0.0079 / kWh
electric | energy |  | 0 | 0 | 4 | 4 | 0 | 24 | 5 | 6 | 0.02936 | 0.02936 | $/kWh | Monthly average of LMP price plus base charge of $0.0079 / kWh
electric | energy |  | 0 | 0 | 5 | 5 | 0 | 8 | 0 | 4 | 0.028972 | 0.028972 | $/kWh | Monthly average of LMP price plus base charge of $0.0079 / kWh
electric | energy |  | 0 | 0 | 5 | 5 | 22 | 24 | 0 | 4 | 0.028972 | 0.028972 | $/kWh | Monthly average of LMP price plus base charge of $0.0079 / kWh
electric | energy |  | 0 | 0 | 5 | 5 | 8 | 22 | 0 | 4 | 0.034007 | 0.034007 | $/kWh | Monthly average of LMP price plus base charge of $0.0079 / kWh
electric | energy |  | 0 | 0 | 5 | 5 | 0 | 24 | 5 | 6 | 0.028972 | 0.028972 | $/kWh | Monthly average of LMP price plus base charge of $0.0079 / kWh
electric | energy |  | 0 | 0 | 6 | 6 | 0 | 8 | 0 | 4 | 0.033858 | 0.033858 | $/kWh | Monthly average of LMP price plus base charge of $0.0079 / kWh
electric | energy |  | 0 | 0 | 6 | 6 | 22 | 24 | 0 | 4 | 0.033858 | 0.033858 | $/kWh | Monthly average of LMP price plus base charge of $0.0079 / kWh
electric | energy |  | 0 | 0 | 6 | 6 | 8 | 22 | 0 | 4 | 0.042739 | 0.042739 | $/kWh | Monthly average of LMP price plus base charge of $0.0079 / kWh
electric | energy |  | 0 | 0 | 6 | 6 | 0 | 24 | 5 | 6 | 0.033858 | 0.033858 | $/kWh | Monthly average of LMP price plus base charge of $0.0079 / kWh
electric | energy |  | 0 | 0 | 7 | 7 | 0 | 8 | 0 | 4 | 0.037473 | 0.037473 | $/kWh | Monthly average of LMP price plus base charge of $0.0079 / kWh
electric | energy |  | 0 | 0 | 7 | 7 | 22 | 24 | 0 | 4 | 0.037473 | 0.037473 | $/kWh | Monthly average of LMP price plus base charge of $0.0079 / kWh
electric | energy |  | 0 | 0 | 7 | 7 | 8 | 22 | 0 | 4 | 0.049902 | 0.049902 | $/kWh | Monthly average of LMP price plus base charge of $0.0079 / kWh
electric | energy |  | 0 | 0 | 7 | 7 | 0 | 24 | 5 | 6 | 0.037473 | 0.037473 | $/kWh | Monthly average of LMP price plus base charge of $0.0079 / kWh
electric | energy |  | 0 | 0 | 8 | 8 | 0 | 8 | 0 | 4 | 0.041839 | 0.041839 | $/kWh | Monthly average of LMP price plus base charge of $0.0079 / kWh
electric | energy |  | 0 | 0 | 8 | 8 | 22 | 24 | 0 | 4 | 0.041839 | 0.041839 | $/kWh | Monthly average of LMP price plus base charge of $0.0079 / kWh
electric | energy |  | 0 | 0 | 8 | 8 | 8 | 22 | 0 | 4 | 0.054796 | 0.054796 | $/kWh | Monthly average of LMP price plus base charge of $0.0079 / kWh
electric | energy |  | 0 | 0 | 8 | 8 | 0 | 24 | 5 | 6 | 0.041839 | 0.041839 | $/kWh | Monthly average of LMP price plus base charge of $0.0079 / kWh
electric | energy |  | 0 | 0 | 9 | 9 | 0 | 8 | 0 | 4 | 0.045309 | 0.045309 | $/kWh | Monthly average of LMP price plus base charge of $0.0079 / kWh
electric | energy |  | 0 | 0 | 9 | 9 | 22 | 24 | 0 | 4 | 0.045309 | 0.045309 | $/kWh | Monthly average of LMP price plus base charge of $0.0079 / kWh
electric | energy |  | 0 | 0 | 9 | 9 | 8 | 22 | 0 | 4 | 0.056308 | 0.056308 | $/kWh | Monthly average of LMP price plus base charge of $0.0079 / kWh
electric | energy |  | 0 | 0 | 9 | 9 | 0 | 24 | 5 | 6 | 0.045309 | 0.045309 | $/kWh | Monthly average of LMP price plus base charge of $0.0079 / kWh
electric | energy |  | 0 | 0 | 10 | 10 | 0 | 8 | 0 | 4 | 0.051257 | 0.051257 | $/kWh | Monthly average of LMP price plus base charge of $0.0079 / kWh
electric | energy |  | 0 | 0 | 10 | 10 | 22 | 24 | 0 | 4 | 0.051257 | 0.051257 | $/kWh | Monthly average of LMP price plus base charge of $0.0079 / kWh
electric | energy |  | 0 | 0 | 10 | 10 | 8 | 22 | 0 | 4 | 0.062368 | 0.062368 | $/kWh | Monthly average of LMP price plus base charge of $0.0079 / kWh
electric | energy |  | 0 | 0 | 10 | 10 | 0 | 24 | 5 | 6 | 0.051257 | 0.051257 | $/kWh | Monthly average of LMP price plus base charge of $0.0079 / kWh
electric | energy |  | 0 | 0 | 11 | 11 | 0 | 8 | 0 | 4 | 0.057464 | 0.057464 | $/kWh | Monthly average of LMP price plus base charge of $0.0079 / kWh
electric | energy |  | 0 | 0 | 11 | 11 | 22 | 24 | 0 | 4 | 0.057464 | 0.057464 | $/kWh | Monthly average of LMP price plus base charge of $0.0079 / kWh
electric | energy |  | 0 | 0 | 11 | 11 | 8 | 22 | 0 | 4 | 0.065003 | 0.065003 | $/kWh | Monthly average of LMP price plus base charge of $0.0079 / kWh
electric | energy |  | 0 | 0 | 11 | 11 | 0 | 24 | 5 | 6 | 0.057464 | 0.057464 | $/kWh | Monthly average of LMP price plus base charge of $0.0079 / kWh
electric | energy |  | 0 | 0 | 12 | 12 | 0 | 8 | 0 | 4 | 0.044908 | 0.044908 | $/kWh | Monthly average of LMP price plus base charge of $0.0079 / kWh
electric | energy |  | 0 | 0 | 12 | 12 | 22 | 24 | 0 | 4 | 0.044908 | 0.044908 | $/kWh | Monthly average of LMP price plus base charge of $0.0079 / kWh
electric | energy |  | 0 | 0 | 12 | 12 | 8 | 22 | 0 | 4 | 0.055188 | 0.055188 | $/kWh | Monthly average of LMP price plus base charge of $0.0079 / kWh
electric | energy |  | 0 | 0 | 12 | 12 | 0 | 24 | 5 | 6 | 0.044908 | 0.044908 | $/kWh | Monthly average of LMP price plus base charge of $0.0079 / kWh

## 13000012004
utility | type | period | basic_charge_limit (imperial) | basic_charge_limit (metric) | month_start | month_end | hour_start | hour_end | weekday_start | weekday_end | charge (imperial) | charge (metric) | units | Notes
electric | customer | [9 empty] | 230 | 230 | $/month
electric | energy |  | 0 | 0 | 1 | 5 | 0 | 24 | 0 | 6 | 0.15961 | 0.15961 | $/kWh | Includes Fuel Cost Recovery Schedule: "FCR-25"
electric | energy |  | 3000 | 3000 | 1 | 5 | 0 | 24 | 0 | 6 | 0.14705 | 0.14705 | $/kWh
electric | energy |  | 10000 | 10000 | 1 | 5 | 0 | 24 | 0 | 6 | 0.12906 | 0.12906 | $/kWh
electric | energy |  | 200000 | 200000 | 1 | 5 | 0 | 24 | 0 | 6 | 0.10516 | 0.10516 | $/kWh
electric | energy |  | 1276333.3333 | 1276333.3333 | 1 | 5 | 0 | 24 | 0 | 6 | 0.038568 | 0.038568 | $/kWh
electric | energy |  | 2552666.6667 | 2552666.6667 | 1 | 5 | 0 | 24 | 0 | 6 | 0.035159 | 0.035159 | $/kWh
electric | energy |  | 3829000 | 3829000 | 1 | 5 | 0 | 24 | 0 | 6 | 0.032551 | 0.032551 | $/kWh
electric | energy |  | 0 | 0 | 6 | 9 | 0 | 24 | 0 | 6 | 0.15992 | 0.15992 | $/kWh
electric | energy |  | 3000 | 3000 | 6 | 9 | 0 | 24 | 0 | 6 | 0.14736 | 0.14736 | $/kWh
electric | energy |  | 10000 | 10000 | 6 | 9 | 0 | 24 | 0 | 6 | 0.12937 | 0.12937 | $/kWh
electric | energy |  | 200000 | 200000 | 6 | 9 | 0 | 24 | 0 | 6 | 0.10547 | 0.10547 | $/kWh
electric | energy |  | 1276333.3333 | 1276333.3333 | 6 | 9 | 0 | 24 | 0 | 6 | 0.03888 | 0.03888 | $/kWh
electric | energy |  | 2552666.6667 | 2552666.6667 | 6 | 9 | 0 | 24 | 0 | 6 | 0.035471 | 0.035471 | $/kWh
electric | energy |  | 3829000 | 3829000 | 6 | 9 | 0 | 24 | 0 | 6 | 0.032863 | 0.032863 | $/kWh
electric | energy |  | 0 | 0 | 10 | 12 | 0 | 24 | 0 | 6 | 0.15961 | 0.15961 | $/kWh
electric | energy |  | 3000 | 3000 | 10 | 12 | 0 | 24 | 0 | 6 | 0.14705 | 0.14705 | $/kWh
electric | energy |  | 10000 | 10000 | 10 | 12 | 0 | 24 | 0 | 6 | 0.12906 | 0.12906 | $/kWh
electric | energy |  | 200000 | 200000 | 10 | 12 | 0 | 24 | 0 | 6 | 0.10516 | 0.10516 | $/kWh
electric | energy |  | 1276333.3333 | 1276333.3333 | 10 | 12 | 0 | 24 | 0 | 6 | 0.038568 | 0.038568 | $/kWh
electric | energy |  | 2552666.6667 | 2552666.6667 | 10 | 12 | 0 | 24 | 0 | 6 | 0.035159 | 0.035159 | $/kWh
electric | energy |  | 3829000 | 3829000 | 10 | 12 | 0 | 24 | 0 | 6 | 0.032551 | 0.032551 | $/kWh
electric | demand | maximum | 0 | 0 | 1 | 12 | 0 | 24 | 0 | 6 | 9.7 | 9.7 | $/kW
gas | customer | [9 empty] | 1263.96 | 1263.96 | $/month
gas | energy |  | 0 | 0 | 1 | 12 | 0 | 24 | 0 | 6 | 1.1292 | 0.39877 | $/therm or $/m3

## 6008022001
utility | type | period | basic_charge_limit (imperial) | basic_charge_limit (metric) | month_start | month_end | hour_start | hour_end | weekday_start | weekday_end | charge (imperial) | charge (metric) | units | Notes
electric | customer | [9 empty] | 373.12 | 373.12 | $/month | Assumed 2 to 50 kV (typical primary voltage)
electric | demand | peak-summer | 0 | 0 | 6 | 9 | 16 | 21 | 0 | 4 | 22.19 | 22.19 | $/kW | Had to choose between high demand or high energy charges (Option D or Option E)
electric | demand | part-peak-winter1 | 0 | 0 | 1 | 5 | 16 | 21 | 0 | 4 | 4.69 | 4.69 | $/kW | This is hgh demand, low energy
electric | demand | part-peak-winter2 | 0 | 0 | 10 | 12 | 16 | 21 | 0 | 4 | 4.69 | 4.69 | $/kW
electric | demand | maximum | 0 | 0 | 1 | 12 | 0 | 24 | 0 | 6 | 16.97 | 16.97 | $/kW
electric | energy |  | 0 | 0 | 6 | 9 | 16 | 21 | 0 | 4 | 0.11688 | 0.11688 | $/kWh | Includes delivery and generation service
electric | energy |  | 0 | 0 | 6 | 9 | 0 | 16 | 0 | 6 | 0.08421 | 0.08421 | $/kWh | Includes delivery and generation service
electric | energy |  | 0 | 0 | 6 | 9 | 21 | 24 | 0 | 6 | 0.08421 | 0.08421 | $/kWh | Includes delivery and generation service
electric | energy |  | 0 | 0 | 6 | 9 | 16 | 21 | 5 | 6 | 0.10916 | 0.10916 | $/kWh | Includes delivery and generation service
electric | energy |  | 0 | 0 | 1 | 5 | 16 | 21 | 0 | 6 | 0.09803 | 0.09803 | $/kWh | Includes delivery and generation service
electric | energy |  | 0 | 0 | 1 | 5 | 0 | 8 | 0 | 6 | 0.08873 | 0.08873 | $/kWh | Includes delivery and generation service
electric | energy |  | 0 | 0 | 1 | 5 | 21 | 24 | 0 | 6 | 0.08873 | 0.08873 | $/kWh | Includes delivery and generation service
electric | energy |  | 0 | 0 | 1 | 5 | 8 | 16 | 0 | 6 | 0.07131 | 0.07131 | $/kWh | Includes delivery and generation service
electric | energy |  | 0 | 0 | 10 | 12 | 16 | 21 | 0 | 6 | 0.09803 | 0.09803 | $/kWh | Includes delivery and generation service
electric | energy |  | 0 | 0 | 10 | 12 | 0 | 8 | 0 | 6 | 0.08873 | 0.08873 | $/kWh | Includes delivery and generation service
electric | energy |  | 0 | 0 | 10 | 12 | 21 | 24 | 0 | 6 | 0.08873 | 0.08873 | $/kWh | Includes delivery and generation service
electric | energy |  | 0 | 0 | 10 | 12 | 8 | 16 | 0 | 6 | 0.07131 | 0.07131 | $/kWh | Includes delivery and generation service
gas | customer | [9 empty] | 14.7945 | 14.7945 | $/month | Estimated from multiplying cost of 1 meter for 1 day by 30 days
gas | energy |  | 0 | 0 | 1 | 12 | 0 | 24 | 0 | 6 | 1.6166 | 0.5709 | $/therm or $/m3
gas | energy |  | 250 | 707.92 | 1 | 12 | 0 | 24 | 0 | 6 | 1.1773 | 0.41576 | $/therm or $/m3
gas | energy |  | 4167 | 11799.6106 | 1 | 12 | 0 | 24 | 0 | 6 | 0.88276 | 0.31174 | $/therm or $/m3

## 32000200820
utility | type | period | basic_charge_limit (imperial) | basic_charge_limit (metric) | month_start | month_end | hour_start | hour_end | weekday_start | weekday_end | charge (imperial) | charge (metric) | units | Notes
electric | customer | [9 empty] | 214.1 | 214.1 | $/month
electric | energy |  | 0 | 0 | 1 | 5 | 0 | 24 | 0 | 6 | 0.04591 | 0.04591 | $/kWh
electric | energy |  | 0 | 0 | 6 | 9 | 0 | 10 | 0 | 6 | 0.04428 | 0.04428 | $/kWh
electric | energy |  | 0 | 0 | 6 | 9 | 10 | 13 | 0 | 6 | 0.05612 | 0.05612 | $/kWh
electric | energy |  | 0 | 0 | 6 | 9 | 13 | 19 | 0 | 6 | 0.08168 | 0.08168 | $/kWh
electric | energy |  | 0 | 0 | 6 | 9 | 19 | 22 | 0 | 6 | 0.05612 | 0.05612 | $/kWh
electric | energy |  | 0 | 0 | 6 | 9 | 22 | 24 | 0 | 6 | 0.04428 | 0.04428 | $/kWh
electric | energy |  | 0 | 0 | 10 | 12 | 0 | 24 | 0 | 6 | 0.04591 | 0.04591 | $/kWh
electric | demand | winter1 | 0 | 0 | 1 | 5 | 0 | 24 | 0 | 6 | 3.58 | 3.58 | $/kW
electric | demand | summer-off-peak | 0 | 0 | 6 | 9 | 0 | 10 | 0 | 6 | 2.73 | 2.73 | $/kW
electric | demand | summer-mid-peak | 0 | 0 | 6 | 9 | 10 | 13 | 0 | 6 | 6.09 | 6.09 | $/kW
electric | demand | summer-on-peak | 0 | 0 | 6 | 9 | 13 | 19 | 0 | 6 | 16.34 | 16.34 | $/kW
electric | demand | summer-mid-peak | 0 | 0 | 6 | 9 | 19 | 22 | 0 | 6 | 6.09 | 6.09 | $/kW
electric | demand | summer-off-peak | 0 | 0 | 6 | 9 | 22 | 24 | 0 | 6 | 2.73 | 2.73 | $/kW
electric | demand | winter2 | 0 | 0 | 10 | 12 | 0 | 24 | 0 | 6 | 3.58 | 3.58 | $/kW

## 47000940002
utility | type | period | basic_charge_limit (imperial) | basic_charge_limit (metric) | month_start | month_end | hour_start | hour_end | weekday_start | weekday_end | charge (imperial) | charge (metric) | units | Notes
electric | customer | [9 empty] | 2005.26 | 2005.26 | $/month
electric | energy |  | 0 | 0 | 1 | 1 | 0 | 4 | 0 | 4 | 0.06318 | 0.06318 | $/kWh | Includes TVA Fuel Cost Adjustment
electric | energy |  | 0 | 0 | 1 | 1 | 4 | 10 | 0 | 4 | 0.09011 | 0.09011 | $/kWh | Includes TVA Fuel Cost Adjustment
electric | energy |  | 0 | 0 | 1 | 1 | 10 | 24 | 0 | 4 | 0.06318 | 0.06318 | $/kWh | Includes TVA Fuel Cost Adjustment
electric | energy |  | 0 | 0 | 2 | 2 | 0 | 4 | 0 | 4 | 0.06229 | 0.06229 | $/kWh | Includes TVA Fuel Cost Adjustment
electric | energy |  | 0 | 0 | 2 | 2 | 4 | 10 | 0 | 4 | 0.08922 | 0.08922 | $/kWh | Includes TVA Fuel Cost Adjustment
electric | energy |  | 0 | 0 | 2 | 2 | 10 | 24 | 0 | 4 | 0.06229 | 0.06229 | $/kWh | Includes TVA Fuel Cost Adjustment
electric | energy |  | 0 | 0 | 3 | 3 | 0 | 4 | 0 | 4 | 0.06303 | 0.06303 | $/kWh | Includes TVA Fuel Cost Adjustment
electric | energy |  | 0 | 0 | 3 | 3 | 4 | 10 | 0 | 4 | 0.08996 | 0.08996 | $/kWh | Includes TVA Fuel Cost Adjustment
electric | energy |  | 0 | 0 | 3 | 3 | 10 | 24 | 0 | 4 | 0.06303 | 0.06303 | $/kWh | Includes TVA Fuel Cost Adjustment
electric | energy |  | 0 | 0 | 4 | 4 | 0 | 13 | 0 | 4 | 0.06806 | 0.06806 | $/kWh | Includes TVA Fuel Cost Adjustment
electric | energy |  | 0 | 0 | 4 | 4 | 13 | 19 | 0 | 4 | 0.09499 | 0.09499 | $/kWh | Includes TVA Fuel Cost Adjustment
electric | energy |  | 0 | 0 | 4 | 4 | 20 | 24 | 0 | 4 | 0.06806 | 0.06806 | $/kWh | Includes TVA Fuel Cost Adjustment
electric | energy |  | 0 | 0 | 5 | 5 | 0 | 13 | 0 | 4 | 0.06476 | 0.06476 | $/kWh | Includes TVA Fuel Cost Adjustment
electric | energy |  | 0 | 0 | 5 | 5 | 13 | 19 | 0 | 4 | 0.09169 | 0.09169 | $/kWh | Includes TVA Fuel Cost Adjustment
electric | energy |  | 0 | 0 | 5 | 5 | 20 | 24 | 0 | 4 | 0.06476 | 0.06476 | $/kWh | Includes TVA Fuel Cost Adjustment
electric | energy |  | 0 | 0 | 6 | 6 | 0 | 13 | 0 | 4 | 0.06484 | 0.06484 | $/kWh | Includes TVA Fuel Cost Adjustment
electric | energy |  | 0 | 0 | 6 | 6 | 13 | 19 | 0 | 4 | 0.09177 | 0.09177 | $/kWh | Includes TVA Fuel Cost Adjustment
electric | energy |  | 0 | 0 | 6 | 6 | 20 | 24 | 0 | 4 | 0.06484 | 0.06484 | $/kWh | Includes TVA Fuel Cost Adjustment
electric | energy |  | 0 | 0 | 7 | 7 | 0 | 13 | 0 | 4 | 0.06663 | 0.06663 | $/kWh | Includes TVA Fuel Cost Adjustment
electric | energy |  | 0 | 0 | 7 | 7 | 13 | 19 | 0 | 4 | 0.09356 | 0.09356 | $/kWh | Includes TVA Fuel Cost Adjustment
electric | energy |  | 0 | 0 | 7 | 7 | 20 | 24 | 0 | 4 | 0.06663 | 0.06663 | $/kWh | Includes TVA Fuel Cost Adjustment
electric | energy |  | 0 | 0 | 8 | 8 | 0 | 13 | 0 | 4 | 0.06634 | 0.06634 | $/kWh | Includes TVA Fuel Cost Adjustment
electric | energy |  | 0 | 0 | 8 | 8 | 13 | 19 | 0 | 4 | 0.09327 | 0.09327 | $/kWh | Includes TVA Fuel Cost Adjustment
electric | energy |  | 0 | 0 | 8 | 8 | 20 | 24 | 0 | 4 | 0.06634 | 0.06634 | $/kWh | Includes TVA Fuel Cost Adjustment
electric | energy |  | 0 | 0 | 9 | 9 | 0 | 13 | 0 | 4 | 0.06557 | 0.06557 | $/kWh | Includes TVA Fuel Cost Adjustment
electric | energy |  | 0 | 0 | 9 | 9 | 13 | 19 | 0 | 4 | 0.0925 | 0.0925 | $/kWh | Includes TVA Fuel Cost Adjustment
electric | energy |  | 0 | 0 | 9 | 9 | 20 | 24 | 0 | 4 | 0.06557 | 0.06557 | $/kWh | Includes TVA Fuel Cost Adjustment
electric | energy |  | 0 | 0 | 10 | 10 | 0 | 13 | 0 | 4 | 0.046603 | 0.046603 | $/kWh | Includes TVA Fuel Cost Adjustment
electric | energy |  | 0 | 0 | 10 | 10 | 13 | 19 | 0 | 4 | 0.073533 | 0.073533 | $/kWh | Includes TVA Fuel Cost Adjustment
electric | energy |  | 0 | 0 | 10 | 10 | 20 | 24 | 0 | 4 | 0.046603 | 0.046603 | $/kWh | Includes TVA Fuel Cost Adjustment
electric | energy |  | 0 | 0 | 11 | 11 | 0 | 4 | 0 | 4 | 0.06973 | 0.06973 | $/kWh | Includes TVA Fuel Cost Adjustment
electric | energy |  | 0 | 0 | 11 | 11 | 4 | 10 | 0 | 4 | 0.09666 | 0.09666 | $/kWh | Includes TVA Fuel Cost Adjustment
electric | energy |  | 0 | 0 | 11 | 11 | 10 | 24 | 0 | 4 | 0.06973 | 0.06973 | $/kWh | Includes TVA Fuel Cost Adjustment
electric | energy |  | 0 | 0 | 12 | 12 | 0 | 4 | 0 | 4 | 0.0715 | 0.0715 | $/kWh | Includes TVA Fuel Cost Adjustment
electric | energy |  | 0 | 0 | 12 | 12 | 4 | 10 | 0 | 4 | 0.09843 | 0.09843 | $/kWh | Includes TVA Fuel Cost Adjustment
electric | energy |  | 0 | 0 | 12 | 12 | 10 | 24 | 0 | 4 | 0.0715 | 0.0715 | $/kWh | Includes TVA Fuel Cost Adjustment
electric | energy |  | 0 | 0 | 1 | 1 | 0 | 24 | 5 | 6 | 0.06318 | 0.06318 | $/kWh | Includes TVA Fuel Cost Adjustment
electric | energy |  | 0 | 0 | 2 | 2 | 0 | 24 | 5 | 6 | 0.06229 | 0.06229 | $/kWh | Includes TVA Fuel Cost Adjustment
electric | energy |  | 0 | 0 | 3 | 3 | 0 | 24 | 5 | 6 | 0.06303 | 0.06303 | $/kWh | Includes TVA Fuel Cost Adjustment
electric | energy |  | 0 | 0 | 4 | 4 | 0 | 24 | 5 | 6 | 0.06806 | 0.06806 | $/kWh | Includes TVA Fuel Cost Adjustment
electric | energy |  | 0 | 0 | 5 | 5 | 0 | 24 | 5 | 6 | 0.06476 | 0.06476 | $/kWh | Includes TVA Fuel Cost Adjustment
electric | energy |  | 0 | 0 | 6 | 6 | 0 | 24 | 5 | 6 | 0.06484 | 0.06484 | $/kWh | Includes TVA Fuel Cost Adjustment
electric | energy |  | 0 | 0 | 7 | 7 | 0 | 24 | 5 | 6 | 0.06663 | 0.06663 | $/kWh | Includes TVA Fuel Cost Adjustment
electric | energy |  | 0 | 0 | 8 | 8 | 0 | 24 | 5 | 6 | 0.06634 | 0.06634 | $/kWh | Includes TVA Fuel Cost Adjustment
electric | energy |  | 0 | 0 | 9 | 9 | 0 | 24 | 5 | 6 | 0.06557 | 0.06557 | $/kWh | Includes TVA Fuel Cost Adjustment
electric | energy |  | 0 | 0 | 10 | 10 | 0 | 24 | 5 | 6 | 0.046603 | 0.046603 | $/kWh | Includes TVA Fuel Cost Adjustment
electric | energy |  | 0 | 0 | 11 | 11 | 0 | 24 | 5 | 6 | 0.06973 | 0.06973 | $/kWh | Includes TVA Fuel Cost Adjustment
electric | energy |  | 0 | 0 | 12 | 12 | 0 | 24 | 5 | 6 | 0.0715 | 0.0715 | $/kWh | Includes TVA Fuel Cost Adjustment
electric | demand | winter-peak1 | 0 | 0 | 1 | 3 | 4 | 10 | 0 | 4 | 11.74 | 11.74 | $/kW
electric | demand | summer-peak | 0 | 0 | 4 | 10 | 13 | 19 | 0 | 4 | 11.74 | 11.74 | $/kW
electric | demand | winter-peak2 | 0 | 0 | 11 | 12 | 4 | 10 | 0 | 4 | 11.74 | 11.74 | $/kW
electric | demand | maximum | 0 | 0 | 1 | 12 | 0 | 24 | 0 | 6 | 5.6 | 5.6 | $/kW

## 47001016001
utility | type | period | basic_charge_limit (imperial) | basic_charge_limit (metric) | month_start | month_end | hour_start | hour_end | weekday_start | weekday_end | charge (imperial) | charge (metric) | units | Notes
electric | customer | [9 empty] | 2350 | 2350 | $/month
electric | energy |  | 0 | 0 | 1 | 1 | 0 | 4 | 0 | 4 | 0.08193 | 0.08193 | $/kWh | Includes TVA Fuel Cost Adjustment
electric | energy |  | 0 | 0 | 1 | 1 | 4 | 10 | 0 | 4 | 0.09327 | 0.09327 | $/kWh | Includes TVA Fuel Cost Adjustment
electric | energy |  | 0 | 0 | 1 | 1 | 10 | 24 | 0 | 4 | 0.08193 | 0.08193 | $/kWh | Includes TVA Fuel Cost Adjustment
electric | energy |  | 0 | 0 | 1 | 1 | 0 | 24 | 5 | 6 | 0.08193 | 0.08193 | $/kWh | Includes TVA Fuel Cost Adjustment
electric | energy |  | 0 | 0 | 2 | 2 | 0 | 4 | 0 | 4 | 0.08104 | 0.08104 | $/kWh | Includes TVA Fuel Cost Adjustment
electric | energy |  | 0 | 0 | 2 | 2 | 4 | 10 | 0 | 4 | 0.09238 | 0.09238 | $/kWh | Includes TVA Fuel Cost Adjustment
electric | energy |  | 0 | 0 | 2 | 2 | 10 | 24 | 0 | 4 | 0.08104 | 0.08104 | $/kWh | Includes TVA Fuel Cost Adjustment
electric | energy |  | 0 | 0 | 2 | 2 | 0 | 24 | 5 | 6 | 0.08104 | 0.08104 | $/kWh | Includes TVA Fuel Cost Adjustment
electric | energy |  | 0 | 0 | 3 | 3 | 0 | 4 | 0 | 4 | 0.08178 | 0.08178 | $/kWh | Includes TVA Fuel Cost Adjustment
electric | energy |  | 0 | 0 | 3 | 3 | 4 | 10 | 0 | 4 | 0.09312 | 0.09312 | $/kWh | Includes TVA Fuel Cost Adjustment
electric | energy |  | 0 | 0 | 3 | 3 | 10 | 24 | 0 | 4 | 0.08178 | 0.08178 | $/kWh | Includes TVA Fuel Cost Adjustment
electric | energy |  | 0 | 0 | 3 | 3 | 0 | 24 | 5 | 6 | 0.08178 | 0.08178 | $/kWh | Includes TVA Fuel Cost Adjustment
electric | energy |  | 0 | 0 | 4 | 4 | 0 | 24 | 0 | 6 | 0.08427 | 0.08427 | $/kWh | Includes TVA Fuel Cost Adjustment
electric | energy |  | 0 | 0 | 5 | 5 | 0 | 24 | 0 | 6 | 0.08097 | 0.08097 | $/kWh | Includes TVA Fuel Cost Adjustment
electric | energy |  | 0 | 0 | 6 | 6 | 0 | 13 | 0 | 4 | 0.08137 | 0.08137 | $/kWh | Includes TVA Fuel Cost Adjustment
electric | energy |  | 0 | 0 | 6 | 6 | 13 | 19 | 0 | 4 | 0.10628 | 0.10628 | $/kWh | Includes TVA Fuel Cost Adjustment
electric | energy |  | 0 | 0 | 6 | 6 | 20 | 24 | 0 | 4 | 0.08137 | 0.08137 | $/kWh | Includes TVA Fuel Cost Adjustment
electric | energy |  | 0 | 0 | 6 | 6 | 0 | 24 | 5 | 6 | 0.08137 | 0.08137 | $/kWh | Includes TVA Fuel Cost Adjustment
electric | energy |  | 0 | 0 | 7 | 7 | 0 | 13 | 0 | 4 | 0.08316 | 0.08316 | $/kWh | Includes TVA Fuel Cost Adjustment
electric | energy |  | 0 | 0 | 7 | 7 | 13 | 19 | 0 | 4 | 0.10807 | 0.10807 | $/kWh | Includes TVA Fuel Cost Adjustment
electric | energy |  | 0 | 0 | 7 | 7 | 20 | 24 | 0 | 4 | 0.08316 | 0.08316 | $/kWh | Includes TVA Fuel Cost Adjustment
electric | energy |  | 0 | 0 | 7 | 7 | 0 | 24 | 5 | 6 | 0.08316 | 0.08316 | $/kWh | Includes TVA Fuel Cost Adjustment
electric | energy |  | 0 | 0 | 8 | 8 | 0 | 13 | 0 | 4 | 0.08287 | 0.08287 | $/kWh | Includes TVA Fuel Cost Adjustment
electric | energy |  | 0 | 0 | 8 | 8 | 13 | 19 | 0 | 4 | 0.10778 | 0.10778 | $/kWh | Includes TVA Fuel Cost Adjustment
electric | energy |  | 0 | 0 | 8 | 8 | 20 | 24 | 0 | 4 | 0.08287 | 0.08287 | $/kWh | Includes TVA Fuel Cost Adjustment
electric | energy |  | 0 | 0 | 8 | 8 | 0 | 24 | 5 | 6 | 0.08287 | 0.08287 | $/kWh | Includes TVA Fuel Cost Adjustment
electric | energy |  | 0 | 0 | 9 | 9 | 0 | 13 | 0 | 4 | 0.0821 | 0.0821 | $/kWh | Includes TVA Fuel Cost Adjustment
electric | energy |  | 0 | 0 | 9 | 9 | 13 | 19 | 0 | 4 | 0.10701 | 0.10701 | $/kWh | Includes TVA Fuel Cost Adjustment
electric | energy |  | 0 | 0 | 9 | 9 | 20 | 24 | 0 | 4 | 0.0821 | 0.0821 | $/kWh | Includes TVA Fuel Cost Adjustment
electric | energy |  | 0 | 0 | 9 | 9 | 0 | 24 | 5 | 6 | 0.0821 | 0.0821 | $/kWh | Includes TVA Fuel Cost Adjustment
electric | energy |  | 0 | 0 | 10 | 10 | 0 | 24 | 0 | 6 | 0.062813 | 0.062813 | $/kWh | Includes TVA Fuel Cost Adjustment
electric | energy |  | 0 | 0 | 11 | 11 | 0 | 24 | 0 | 6 | 0.08594 | 0.08594 | $/kWh | Includes TVA Fuel Cost Adjustment
electric | energy |  | 0 | 0 | 12 | 12 | 0 | 4 | 0 | 4 | 0.09025 | 0.09025 | $/kWh | Includes TVA Fuel Cost Adjustment
electric | energy |  | 0 | 0 | 12 | 12 | 4 | 10 | 0 | 4 | 0.10159 | 0.10159 | $/kWh | Includes TVA Fuel Cost Adjustment
electric | energy |  | 0 | 0 | 12 | 12 | 10 | 24 | 0 | 4 | 0.09025 | 0.09025 | $/kWh | Includes TVA Fuel Cost Adjustment
electric | energy |  | 0 | 0 | 12 | 12 | 0 | 24 | 5 | 6 | 0.09025 | 0.09025 | $/kWh | Includes TVA Fuel Cost Adjustment
electric | demand | winter-peak1 | 0 | 0 | 1 | 3 | 4 | 10 | 0 | 4 | 9.9 | 9.9 | $/kW
electric | demand | transition-peak1 | 0 | 0 | 4 | 5 | 13 | 19 | 0 | 4 | 9.9 | 9.9 | $/kW
electric | demand | summer-peak | 0 | 0 | 6 | 9 | 13 | 19 | 0 | 4 | 10.87 | 10.87 | $/kW
electric | demand | transition-peak1 | 0 | 0 | 10 | 11 | 13 | 19 | 0 | 4 | 9.9 | 9.9 | $/kW
electric | demand | winter-peak2 | 0 | 0 | 12 | 12 | 4 | 10 | 0 | 4 | 9.9 | 9.9 | $/kW
electric | demand | maximum | 0 | 0 | 1 | 12 | 0 | 24 | 0 | 6 | 5.38 | 5.38 | $/kW
gas | customer | [9 empty] | 800 | 800 | $/month
gas | demand | maximum | 0 | 0 | 1 | 12 | 0 | 24 | 0 | 6 | 0.8 | 0.28252 | $/therm/hr or $/m3/hr
gas | energy |  | 0 | 0 | 1 | 12 | 0 | 24 | 0 | 6 | 0.187 | 0.066039 | $/therm or $/m3
gas | energy |  | 15000 | 42475.2 | 1 | 12 | 0 | 24 | 0 | 6 | 0.168 | 0.059329 | $/therm or $/m3
gas | energy |  | 40000 | 113267.2 | 1 | 12 | 0 | 24 | 0 | 6 | 0.14 | 0.049441 | $/therm or $/m3
gas | energy |  | 90000 | 254851.2 | 1 | 12 | 0 | 24 | 0 | 6 | 0.08 | 0.028252 | $/therm or $/m3

## 12000017028
utility | type | period | basic_charge_limit (imperial) | basic_charge_limit (metric) | month_start | month_end | hour_start | hour_end | weekday_start | weekday_end | charge (imperial) | charge (metric) | units | Notes
electric | customer | [9 empty] | 283.03 | 283.03 | $/month
electric | energy |  | 0 | 0 | 1 | 3 | 0 | 6 | 0 | 4 | 0.03748 | 0.03748 | $/kWh | Fuel charge included with energy
electric | energy |  | 0 | 0 | 1 | 3 | 6 | 10 | 0 | 4 | 0.0435 | 0.0435 | $/kWh | Fuel charge included with energy
electric | energy |  | 0 | 0 | 1 | 3 | 10 | 18 | 0 | 4 | 0.03748 | 0.03748 | $/kWh | Fuel charge included with energy
electric | energy |  | 0 | 0 | 1 | 3 | 18 | 22 | 0 | 4 | 0.0435 | 0.0435 | $/kWh | Fuel charge included with energy
electric | energy |  | 0 | 0 | 1 | 3 | 22 | 24 | 0 | 4 | 0.03748 | 0.03748 | $/kWh | Fuel charge included with energy
electric | energy |  | 0 | 0 | 4 | 10 | 0 | 12 | 0 | 4 | 0.03748 | 0.03748 | $/kWh | Fuel charge included with energy
electric | energy |  | 0 | 0 | 4 | 10 | 12 | 21 | 0 | 4 | 0.0435 | 0.0435 | $/kWh | Fuel charge included with energy
electric | energy |  | 0 | 0 | 4 | 10 | 21 | 24 | 0 | 4 | 0.03748 | 0.03748 | $/kWh | Fuel charge included with energy
electric | energy |  | 0 | 0 | 11 | 12 | 0 | 6 | 0 | 4 | 0.03748 | 0.03748 | $/kWh | Fuel charge included with energy
electric | energy |  | 0 | 0 | 11 | 12 | 6 | 10 | 0 | 4 | 0.0435 | 0.0435 | $/kWh | Fuel charge included with energy
electric | energy |  | 0 | 0 | 11 | 12 | 10 | 18 | 0 | 4 | 0.03748 | 0.03748 | $/kWh | Fuel charge included with energy
electric | energy |  | 0 | 0 | 11 | 12 | 18 | 22 | 0 | 4 | 0.0435 | 0.0435 | $/kWh | Fuel charge included with energy
electric | energy |  | 0 | 0 | 11 | 12 | 22 | 24 | 0 | 4 | 0.03748 | 0.03748 | $/kWh | Fuel charge included with energy
electric | energy |  | 0 | 0 | 1 | 12 | 0 | 24 | 5 | 6 | 0.03748 | 0.03748 | $/kWh | Fuel charge included with energy
electric | demand | winter-peak1 | 0 | 0 | 1 | 3 | 6 | 10 | 0 | 4 | 14.34 | 14.34 | $/kW | Conservation and capacity charges included with demand
electric | demand | winter-peak1 | 0 | 0 | 1 | 3 | 18 | 22 | 0 | 4 | 14.34 | 14.34 | $/kW | Conservation and capacity charges included with demand
electric | demand | summer-peak | 0 | 0 | 4 | 10 | 12 | 21 | 0 | 4 | 14.34 | 14.34 | $/kW | Conservation and capacity charges included with demand
electric | demand | winter-peak2 | 0 | 0 | 11 | 12 | 6 | 10 | 0 | 4 | 14.34 | 14.34 | $/kW | Conservation and capacity charges included with demand
electric | demand | winter-peak2 | 0 | 0 | 11 | 12 | 18 | 22 | 0 | 4 | 14.34 | 14.34 | $/kW | Conservation and capacity charges included with demand
electric | demand | maximum | 0 | 0 | 1 | 12 | 0 | 24 | 0 | 6 | 2.74 | 2.74 | $/kW | Conservation and capacity charges included with demand

## 22009071001
utility | type | period | basic_charge_limit (imperial) | basic_charge_limit (metric) | month_start | month_end | hour_start | hour_end | weekday_start | weekday_end | charge (imperial) | charge (metric) | units | Notes
electric | customer | [9 empty] | 678.31 | 678.31 | $/month
electric | energy |  | 0 | 0 | 1 | 1 | 0 | 24 | 0 | 6 | 0.08897 | 0.08897 | $/kWh | Includes monthly fuel adjustment
electric | energy |  | 5000 | 5000 | 1 | 1 | 0 | 24 | 0 | 6 | 0.05777 | 0.05777 | $/kWh | Includes monthly fuel adjustment
electric | energy |  | 15000 | 15000 | 1 | 1 | 0 | 24 | 0 | 6 | 0.05653 | 0.05653 | $/kWh | Includes monthly fuel adjustment
electric | energy |  | 30000 | 30000 | 1 | 1 | 0 | 24 | 0 | 6 | 0.05618 | 0.05618 | $/kWh | Includes monthly fuel adjustment
electric | energy |  | 0 | 0 | 2 | 2 | 0 | 24 | 0 | 6 | 0.08826 | 0.08826 | $/kWh | Includes monthly fuel adjustment
electric | energy |  | 5000 | 5000 | 2 | 2 | 0 | 24 | 0 | 6 | 0.05706 | 0.05706 | $/kWh | Includes monthly fuel adjustment
electric | energy |  | 15000 | 15000 | 2 | 2 | 0 | 24 | 0 | 6 | 0.05582 | 0.05582 | $/kWh | Includes monthly fuel adjustment
electric | energy |  | 30000 | 30000 | 2 | 2 | 0 | 24 | 0 | 6 | 0.05547 | 0.05547 | $/kWh | Includes monthly fuel adjustment
electric | energy |  | 0 | 0 | 3 | 3 | 0 | 24 | 0 | 6 | 0.09058 | 0.09058 | $/kWh | Includes monthly fuel adjustment
electric | energy |  | 5000 | 5000 | 3 | 3 | 0 | 24 | 0 | 6 | 0.05938 | 0.05938 | $/kWh | Includes monthly fuel adjustment
electric | energy |  | 15000 | 15000 | 3 | 3 | 0 | 24 | 0 | 6 | 0.05814 | 0.05814 | $/kWh | Includes monthly fuel adjustment
electric | energy |  | 30000 | 30000 | 3 | 3 | 0 | 24 | 0 | 6 | 0.05779 | 0.05779 | $/kWh | Includes monthly fuel adjustment
electric | energy |  | 0 | 0 | 4 | 4 | 0 | 24 | 0 | 6 | 0.10085 | 0.10085 | $/kWh | Includes monthly fuel adjustment
electric | energy |  | 5000 | 5000 | 4 | 4 | 0 | 24 | 0 | 6 | 0.06965 | 0.06965 | $/kWh | Includes monthly fuel adjustment
electric | energy |  | 15000 | 15000 | 4 | 4 | 0 | 24 | 0 | 6 | 0.06841 | 0.06841 | $/kWh | Includes monthly fuel adjustment
electric | energy |  | 30000 | 30000 | 4 | 4 | 0 | 24 | 0 | 6 | 0.06806 | 0.06806 | $/kWh | Includes monthly fuel adjustment
electric | energy |  | 0 | 0 | 5 | 5 | 0 | 24 | 0 | 6 | 0.10357 | 0.10357 | $/kWh | Includes monthly fuel adjustment
electric | energy |  | 5000 | 5000 | 5 | 5 | 0 | 24 | 0 | 6 | 0.07237 | 0.07237 | $/kWh | Includes monthly fuel adjustment
electric | energy |  | 15000 | 15000 | 5 | 5 | 0 | 24 | 0 | 6 | 0.07113 | 0.07113 | $/kWh | Includes monthly fuel adjustment
electric | energy |  | 30000 | 30000 | 5 | 5 | 0 | 24 | 0 | 6 | 0.07078 | 0.07078 | $/kWh | Includes monthly fuel adjustment
electric | energy |  | 0 | 0 | 6 | 6 | 0 | 24 | 0 | 6 | 0.10329 | 0.10329 | $/kWh | Includes monthly fuel adjustment
electric | energy |  | 5000 | 5000 | 6 | 6 | 0 | 24 | 0 | 6 | 0.07209 | 0.07209 | $/kWh | Includes monthly fuel adjustment
electric | energy |  | 15000 | 15000 | 6 | 6 | 0 | 24 | 0 | 6 | 0.07085 | 0.07085 | $/kWh | Includes monthly fuel adjustment
electric | energy |  | 30000 | 30000 | 6 | 6 | 0 | 24 | 0 | 6 | 0.0705 | 0.0705 | $/kWh | Includes monthly fuel adjustment
electric | energy |  | 0 | 0 | 7 | 7 | 0 | 24 | 0 | 6 | 0.09998 | 0.06781 | $/kWh | Includes monthly fuel adjustment
electric | energy |  | 5000 | 5000 | 7 | 7 | 0 | 24 | 0 | 6 | 0.06878 | 0.03661 | $/kWh | Includes monthly fuel adjustment
electric | energy |  | 15000 | 15000 | 7 | 7 | 0 | 24 | 0 | 6 | 0.06754 | 0.03537 | $/kWh | Includes monthly fuel adjustment
electric | energy |  | 30000 | 30000 | 7 | 7 | 0 | 24 | 0 | 6 | 0.06719 | 0.03502 | $/kWh | Includes monthly fuel adjustment
electric | energy |  | 0 | 0 | 8 | 8 | 0 | 24 | 0 | 6 | 0.1041 | 0.06781 | $/kWh | Includes monthly fuel adjustment
electric | energy |  | 5000 | 5000 | 8 | 8 | 0 | 24 | 0 | 6 | 0.0729 | 0.03661 | $/kWh | Includes monthly fuel adjustment
electric | energy |  | 15000 | 15000 | 8 | 8 | 0 | 24 | 0 | 6 | 0.07166 | 0.03537 | $/kWh | Includes monthly fuel adjustment
electric | energy |  | 30000 | 30000 | 8 | 8 | 0 | 24 | 0 | 6 | 0.07131 | 0.03502 | $/kWh | Includes monthly fuel adjustment
electric | energy |  | 0 | 0 | 9 | 9 | 0 | 24 | 0 | 6 | 0.10013 | 0.06781 | $/kWh | Includes monthly fuel adjustment
electric | energy |  | 5000 | 5000 | 9 | 9 | 0 | 24 | 0 | 6 | 0.06893 | 0.03661 | $/kWh | Includes monthly fuel adjustment
electric | energy |  | 15000 | 15000 | 9 | 9 | 0 | 24 | 0 | 6 | 0.06769 | 0.03537 | $/kWh | Includes monthly fuel adjustment
electric | energy |  | 30000 | 30000 | 9 | 9 | 0 | 24 | 0 | 6 | 0.06734 | 0.03502 | $/kWh | Includes monthly fuel adjustment
electric | energy |  | 0 | 0 | 10 | 10 | 0 | 24 | 0 | 6 | 0.10016 | 0.06781 | $/kWh | Includes monthly fuel adjustment
electric | energy |  | 5000 | 5000 | 10 | 10 | 0 | 24 | 0 | 6 | 0.06896 | 0.03661 | $/kWh | Includes monthly fuel adjustment
electric | energy |  | 15000 | 15000 | 10 | 10 | 0 | 24 | 0 | 6 | 0.06772 | 0.03537 | $/kWh | Includes monthly fuel adjustment
electric | energy |  | 30000 | 30000 | 10 | 10 | 0 | 24 | 0 | 6 | 0.06737 | 0.03502 | $/kWh | Includes monthly fuel adjustment
electric | energy |  | 0 | 0 | 11 | 11 | 0 | 24 | 0 | 6 | 0.10373 | 0.06781 | $/kWh | Includes monthly fuel adjustment
electric | energy |  | 5000 | 5000 | 11 | 11 | 0 | 24 | 0 | 6 | 0.07253 | 0.03661 | $/kWh | Includes monthly fuel adjustment
electric | energy |  | 15000 | 15000 | 11 | 11 | 0 | 24 | 0 | 6 | 0.07129 | 0.03537 | $/kWh | Includes monthly fuel adjustment
electric | energy |  | 30000 | 30000 | 11 | 11 | 0 | 24 | 0 | 6 | 0.07094 | 0.03502 | $/kWh | Includes monthly fuel adjustment
electric | energy |  | 0 | 0 | 12 | 12 | 0 | 24 | 0 | 6 | 0.10489 | 0.06781 | $/kWh | Includes monthly fuel adjustment
electric | energy |  | 5000 | 5000 | 12 | 12 | 0 | 24 | 0 | 6 | 0.07369 | 0.03661 | $/kWh | Includes monthly fuel adjustment
electric | energy |  | 15000 | 15000 | 12 | 12 | 0 | 24 | 0 | 6 | 0.07245 | 0.03537 | $/kWh | Includes monthly fuel adjustment
electric | energy |  | 30000 | 30000 | 12 | 12 | 0 | 24 | 0 | 6 | 0.0721 | 0.03502 | $/kWh | Includes monthly fuel adjustment
electric | demand | maximum | 50 | 50 | 1 | 12 | 0 | 24 | 0 | 6 | 11.45 | 11.45 | $/kW
electric | demand | maximum | 100 | 100 | 1 | 12 | 0 | 24 | 0 | 6 | 10.71 | 10.71 | $/kW
electric | demand | maximum | 200 | 200 | 1 | 12 | 0 | 24 | 0 | 6 | 10.27 | 10.27 | $/kW

## 36002001009
utility | type | period | basic_charge_limit (imperial) | basic_charge_limit (metric) | month_start | month_end | hour_start | hour_end | weekday_start | weekday_end | charge (imperial) | charge (metric) | units | Notes
gas | energy |  | 0 | 0 | 1 | 12 | 0 | 24 | 0 | 6 | 250 | 88.2868 | $/therm or $/m3
gas | energy |  | 10 | 28.3168 | 1 | 12 | 0 | 24 | 0 | 6 | 0.2632 | 0.092948 | $/therm or $/m3
electric | customer | [9 empty] | 143.09 | 143.09 | $/month
electric | demand | winter-peak1 | 0 | 0 | 1 | 5 | 8 | 22 | 0 | 4 | 13.96 | 13.96 | $/kW
electric | demand | winter-all-hours1 | 0 | 0 | 1 | 5 | 0 | 24 | 0 | 6 | 4.21 | 4.21 | $/kW
electric | demand | summer-peak | 0 | 0 | 6 | 9 | 8 | 22 | 0 | 4 | 18.44 | 18.44 | $/kW
electric | demand | summer-super-peak | 0 | 0 | 6 | 9 | 8 | 18 | 0 | 4 | 9.15 | 9.15 | $/kW
electric | demand | summer-all-hours | 0 | 0 | 6 | 9 | 0 | 24 | 0 | 6 | 16.66 | 16.66 | $/kW
electric | demand | winter-peak2 | 0 | 0 | 10 | 12 | 8 | 22 | 0 | 4 | 13.96 | 13.96 | $/kW
electric | demand | winter-all-hours2 | 0 | 0 | 10 | 12 | 0 | 24 | 0 | 6 | 4.21 | 4.21 | $/kW
electric | energy |  | 0 | 0 | 1 | 1 | 0 | 8 | 0 | 4 | 0.044678 | 0.044678 | $/kWh | Monthly average of LMP price plus base charge of $0.0079 / kWh
electric | energy |  | 0 | 0 | 1 | 1 | 22 | 24 | 0 | 4 | 0.044678 | 0.044678 | $/kWh | Monthly average of LMP price plus base charge of $0.0079 / kWh
electric | energy |  | 0 | 0 | 1 | 1 | 8 | 22 | 0 | 4 | 0.044254 | 0.044254 | $/kWh | Monthly average of LMP price plus base charge of $0.0079 / kWh
electric | energy |  | 0 | 0 | 1 | 1 | 0 | 24 | 5 | 6 | 0.044678 | 0.044678 | $/kWh | Monthly average of LMP price plus base charge of $0.0079 / kWh
electric | energy |  | 0 | 0 | 2 | 2 | 0 | 8 | 0 | 4 | 0.055976 | 0.055976 | $/kWh | Monthly average of LMP price plus base charge of $0.0079 / kWh
electric | energy |  | 0 | 0 | 2 | 2 | 22 | 24 | 0 | 4 | 0.055976 | 0.055976 | $/kWh | Monthly average of LMP price plus base charge of $0.0079 / kWh
electric | energy |  | 0 | 0 | 2 | 2 | 8 | 22 | 0 | 4 | 0.07268 | 0.07268 | $/kWh | Monthly average of LMP price plus base charge of $0.0079 / kWh
electric | energy |  | 0 | 0 | 2 | 2 | 0 | 24 | 5 | 6 | 0.055976 | 0.055976 | $/kWh | Monthly average of LMP price plus base charge of $0.0079 / kWh
electric | energy |  | 0 | 0 | 3 | 3 | 0 | 8 | 0 | 4 | 0.034728 | 0.034728 | $/kWh | Monthly average of LMP price plus base charge of $0.0079 / kWh
electric | energy |  | 0 | 0 | 3 | 3 | 22 | 24 | 0 | 4 | 0.034728 | 0.034728 | $/kWh | Monthly average of LMP price plus base charge of $0.0079 / kWh
electric | energy |  | 0 | 0 | 3 | 3 | 8 | 22 | 0 | 4 | 0.037299 | 0.037299 | $/kWh | Monthly average of LMP price plus base charge of $0.0079 / kWh
electric | energy |  | 0 | 0 | 3 | 3 | 0 | 24 | 5 | 6 | 0.034728 | 0.034728 | $/kWh | Monthly average of LMP price plus base charge of $0.0079 / kWh
electric | energy |  | 0 | 0 | 4 | 4 | 0 | 8 | 0 | 4 | 0.02936 | 0.02936 | $/kWh | Monthly average of LMP price plus base charge of $0.0079 / kWh
electric | energy |  | 0 | 0 | 4 | 4 | 22 | 24 | 0 | 4 | 0.02936 | 0.02936 | $/kWh | Monthly average of LMP price plus base charge of $0.0079 / kWh
electric | energy |  | 0 | 0 | 4 | 4 | 8 | 22 | 0 | 4 | 0.032452 | 0.032452 | $/kWh | Monthly average of LMP price plus base charge of $0.0079 / kWh
electric | energy |  | 0 | 0 | 4 | 4 | 0 | 24 | 5 | 6 | 0.02936 | 0.02936 | $/kWh | Monthly average of LMP price plus base charge of $0.0079 / kWh
electric | energy |  | 0 | 0 | 5 | 5 | 0 | 8 | 0 | 4 | 0.028972 | 0.028972 | $/kWh | Monthly average of LMP price plus base charge of $0.0079 / kWh
electric | energy |  | 0 | 0 | 5 | 5 | 22 | 24 | 0 | 4 | 0.028972 | 0.028972 | $/kWh | Monthly average of LMP price plus base charge of $0.0079 / kWh
electric | energy |  | 0 | 0 | 5 | 5 | 8 | 22 | 0 | 4 | 0.034007 | 0.034007 | $/kWh | Monthly average of LMP price plus base charge of $0.0079 / kWh
electric | energy |  | 0 | 0 | 5 | 5 | 0 | 24 | 5 | 6 | 0.028972 | 0.028972 | $/kWh | Monthly average of LMP price plus base charge of $0.0079 / kWh
electric | energy |  | 0 | 0 | 6 | 6 | 0 | 8 | 0 | 4 | 0.033858 | 0.033858 | $/kWh | Monthly average of LMP price plus base charge of $0.0079 / kWh
electric | energy |  | 0 | 0 | 6 | 6 | 22 | 24 | 0 | 4 | 0.033858 | 0.033858 | $/kWh | Monthly average of LMP price plus base charge of $0.0079 / kWh
electric | energy |  | 0 | 0 | 6 | 6 | 8 | 22 | 0 | 4 | 0.042739 | 0.042739 | $/kWh | Monthly average of LMP price plus base charge of $0.0079 / kWh
electric | energy |  | 0 | 0 | 6 | 6 | 0 | 24 | 5 | 6 | 0.033858 | 0.033858 | $/kWh | Monthly average of LMP price plus base charge of $0.0079 / kWh
electric | energy |  | 0 | 0 | 7 | 7 | 0 | 8 | 0 | 4 | 0.037473 | 0.037473 | $/kWh | Monthly average of LMP price plus base charge of $0.0079 / kWh
electric | energy |  | 0 | 0 | 7 | 7 | 22 | 24 | 0 | 4 | 0.037473 | 0.037473 | $/kWh | Monthly average of LMP price plus base charge of $0.0079 / kWh
electric | energy |  | 0 | 0 | 7 | 7 | 8 | 22 | 0 | 4 | 0.049902 | 0.049902 | $/kWh | Monthly average of LMP price plus base charge of $0.0079 / kWh
electric | energy |  | 0 | 0 | 7 | 7 | 0 | 24 | 5 | 6 | 0.037473 | 0.037473 | $/kWh | Monthly average of LMP price plus base charge of $0.0079 / kWh
electric | energy |  | 0 | 0 | 8 | 8 | 0 | 8 | 0 | 4 | 0.041839 | 0.041839 | $/kWh | Monthly average of LMP price plus base charge of $0.0079 / kWh
electric | energy |  | 0 | 0 | 8 | 8 | 22 | 24 | 0 | 4 | 0.041839 | 0.041839 | $/kWh | Monthly average of LMP price plus base charge of $0.0079 / kWh
electric | energy |  | 0 | 0 | 8 | 8 | 8 | 22 | 0 | 4 | 0.054796 | 0.054796 | $/kWh | Monthly average of LMP price plus base charge of $0.0079 / kWh
electric | energy |  | 0 | 0 | 8 | 8 | 0 | 24 | 5 | 6 | 0.041839 | 0.041839 | $/kWh | Monthly average of LMP price plus base charge of $0.0079 / kWh
electric | energy |  | 0 | 0 | 9 | 9 | 0 | 8 | 0 | 4 | 0.045309 | 0.045309 | $/kWh | Monthly average of LMP price plus base charge of $0.0079 / kWh
electric | energy |  | 0 | 0 | 9 | 9 | 22 | 24 | 0 | 4 | 0.045309 | 0.045309 | $/kWh | Monthly average of LMP price plus base charge of $0.0079 / kWh
electric | energy |  | 0 | 0 | 9 | 9 | 8 | 22 | 0 | 4 | 0.056308 | 0.056308 | $/kWh | Monthly average of LMP price plus base charge of $0.0079 / kWh
electric | energy |  | 0 | 0 | 9 | 9 | 0 | 24 | 5 | 6 | 0.045309 | 0.045309 | $/kWh | Monthly average of LMP price plus base charge of $0.0079 / kWh
electric | energy |  | 0 | 0 | 10 | 10 | 0 | 8 | 0 | 4 | 0.051257 | 0.051257 | $/kWh | Monthly average of LMP price plus base charge of $0.0079 / kWh
electric | energy |  | 0 | 0 | 10 | 10 | 22 | 24 | 0 | 4 | 0.051257 | 0.051257 | $/kWh | Monthly average of LMP price plus base charge of $0.0079 / kWh
electric | energy |  | 0 | 0 | 10 | 10 | 8 | 22 | 0 | 4 | 0.062368 | 0.062368 | $/kWh | Monthly average of LMP price plus base charge of $0.0079 / kWh
electric | energy |  | 0 | 0 | 10 | 10 | 0 | 24 | 5 | 6 | 0.051257 | 0.051257 | $/kWh | Monthly average of LMP price plus base charge of $0.0079 / kWh
electric | energy |  | 0 | 0 | 11 | 11 | 0 | 8 | 0 | 4 | 0.057464 | 0.057464 | $/kWh | Monthly average of LMP price plus base charge of $0.0079 / kWh
electric | energy |  | 0 | 0 | 11 | 11 | 22 | 24 | 0 | 4 | 0.057464 | 0.057464 | $/kWh | Monthly average of LMP price plus base charge of $0.0079 / kWh
electric | energy |  | 0 | 0 | 11 | 11 | 8 | 22 | 0 | 4 | 0.065003 | 0.065003 | $/kWh | Monthly average of LMP price plus base charge of $0.0079 / kWh
electric | energy |  | 0 | 0 | 11 | 11 | 0 | 24 | 5 | 6 | 0.057464 | 0.057464 | $/kWh | Monthly average of LMP price plus base charge of $0.0079 / kWh
electric | energy |  | 0 | 0 | 12 | 12 | 0 | 8 | 0 | 4 | 0.044908 | 0.044908 | $/kWh | Monthly average of LMP price plus base charge of $0.0079 / kWh
electric | energy |  | 0 | 0 | 12 | 12 | 22 | 24 | 0 | 4 | 0.044908 | 0.044908 | $/kWh | Monthly average of LMP price plus base charge of $0.0079 / kWh
electric | energy |  | 0 | 0 | 12 | 12 | 8 | 22 | 0 | 4 | 0.055188 | 0.055188 | $/kWh | Monthly average of LMP price plus base charge of $0.0079 / kWh
electric | energy |  | 0 | 0 | 12 | 12 | 0 | 24 | 5 | 6 | 0.044908 | 0.044908 | $/kWh | Monthly average of LMP price plus base charge of $0.0079 / kWh

## 42000094003
utility | type | period | basic_charge_limit (imperial) | basic_charge_limit (metric) | month_start | month_end | hour_start | hour_end | weekday_start | weekday_end | charge (imperial) | charge (metric) | units | Notes
electric | customer | [9 empty] | 295.95 | 295.95 | $/month | Rate-PD (Primary Distribution Power)
electric | energy |  | 0 | 0 | 1 | 1 | 0 | 24 | 0 | 6 | 0.022696 | 0.022696 | $/kWh | Monthly average of LMP plus base charge of $0.0006 / kWh
electric | energy |  | 0 | 0 | 2 | 2 | 0 | 24 | 0 | 6 | 0.03662 | 0.03662 | $/kWh | Monthly average of LMP plus base charge of $0.0006 / kWh
electric | energy |  | 0 | 0 | 3 | 3 | 0 | 24 | 0 | 6 | 0.021243 | 0.021243 | $/kWh | Monthly average of LMP plus base charge of $0.0006 / kWh
electric | energy |  | 0 | 0 | 4 | 4 | 0 | 24 | 0 | 6 | 0.020392 | 0.020392 | $/kWh | Monthly average of LMP plus base charge of $0.0006 / kWh
electric | energy |  | 0 | 0 | 5 | 5 | 0 | 24 | 0 | 6 | 0.023659 | 0.023659 | $/kWh | Monthly average of LMP plus base charge of $0.0006 / kWh
electric | energy |  | 0 | 0 | 6 | 6 | 0 | 24 | 0 | 6 | 0.028273 | 0.028273 | $/kWh | Monthly average of LMP plus base charge of $0.0006 / kWh
electric | energy |  | 0 | 0 | 7 | 7 | 0 | 24 | 0 | 6 | 0.033143 | 0.033143 | $/kWh | Monthly average of LMP plus base charge of $0.0006 / kWh
electric | energy |  | 0 | 0 | 8 | 8 | 0 | 24 | 0 | 6 | 0.04073 | 0.04073 | $/kWh | Monthly average of LMP plus base charge of $0.0006 / kWh
electric | energy |  | 0 | 0 | 9 | 9 | 0 | 24 | 0 | 6 | 0.040832 | 0.040832 | $/kWh | Monthly average of LMP plus base charge of $0.0006 / kWh
electric | energy |  | 0 | 0 | 10 | 10 | 0 | 24 | 0 | 6 | 0.044302 | 0.044302 | $/kWh | Monthly average of LMP plus base charge of $0.0006 / kWh
electric | energy |  | 0 | 0 | 11 | 11 | 0 | 24 | 0 | 6 | 0.045461 | 0.045461 | $/kWh | Monthly average of LMP plus base charge of $0.0006 / kWh
electric | energy |  | 0 | 0 | 12 | 12 | 0 | 24 | 0 | 6 | 0.033584 | 0.033584 | $/kWh | Monthly average of LMP plus base charge of $0.0006 / kWh
electric | demand | maximum | 0 | 0 | 1 | 12 | 0 | 24 | 0 | 6 | 7.89 | 7.89 | $/kW

## 12000017027
utility | type | period | basic_charge_limit (imperial) | basic_charge_limit (metric) | month_start | month_end | hour_start | hour_end | weekday_start | weekday_end | charge (imperial) | charge (metric) | units | Notes
electric | customer | [9 empty] | 283.03 | 283.03 | $/month
electric | energy |  | 0 | 0 | 1 | 3 | 0 | 6 | 0 | 4 | 0.03748 | 0.03748 | $/kWh | Fuel charge included with energy
electric | energy |  | 0 | 0 | 1 | 3 | 6 | 10 | 0 | 4 | 0.0435 | 0.0435 | $/kWh
electric | energy |  | 0 | 0 | 1 | 3 | 10 | 18 | 0 | 4 | 0.03748 | 0.03748 | $/kWh
electric | energy |  | 0 | 0 | 1 | 3 | 18 | 22 | 0 | 4 | 0.0435 | 0.0435 | $/kWh
electric | energy |  | 0 | 0 | 1 | 3 | 22 | 24 | 0 | 4 | 0.03748 | 0.03748 | $/kWh
electric | energy |  | 0 | 0 | 4 | 10 | 0 | 12 | 0 | 4 | 0.03748 | 0.03748 | $/kWh
electric | energy |  | 0 | 0 | 4 | 10 | 12 | 21 | 0 | 4 | 0.0435 | 0.0435 | $/kWh
electric | energy |  | 0 | 0 | 4 | 10 | 21 | 24 | 0 | 4 | 0.03748 | 0.03748 | $/kWh
electric | energy |  | 0 | 0 | 11 | 12 | 0 | 6 | 0 | 4 | 0.03748 | 0.03748 | $/kWh
electric | energy |  | 0 | 0 | 11 | 12 | 6 | 10 | 0 | 4 | 0.0435 | 0.0435 | $/kWh
electric | energy |  | 0 | 0 | 11 | 12 | 10 | 18 | 0 | 4 | 0.03748 | 0.03748 | $/kWh
electric | energy |  | 0 | 0 | 11 | 12 | 18 | 22 | 0 | 4 | 0.0435 | 0.0435 | $/kWh
electric | energy |  | 0 | 0 | 11 | 12 | 22 | 24 | 0 | 4 | 0.03748 | 0.03748 | $/kWh
electric | energy |  | 0 | 0 | 1 | 12 | 0 | 24 | 5 | 6 | 0.03748 | 0.03748 | $/kWh
electric | demand | winter-peak1 | 0 | 0 | 1 | 3 | 6 | 10 | 0 | 4 | 14.34 | 14.34 | $/kW | Conservation and capacity charges included with demand
electric | demand | winter-peak1 | 0 | 0 | 1 | 3 | 18 | 22 | 0 | 4 | 14.34 | 14.34 | $/kW
electric | demand | summer-peak | 0 | 0 | 4 | 10 | 12 | 21 | 0 | 4 | 14.34 | 14.34 | $/kW
electric | demand | winter-peak2 | 0 | 0 | 11 | 12 | 6 | 10 | 0 | 4 | 14.34 | 14.34 | $/kW
electric | demand | winter-peak2 | 0 | 0 | 11 | 12 | 18 | 22 | 0 | 4 | 14.34 | 14.34 | $/kW
electric | demand | maximum | 0 | 0 | 1 | 12 | 0 | 24 | 0 | 6 | 2.74 | 2.74 | $/kW
gas | customer | [9 empty] | 300 | 300 | $/month
gas | energy |  | 0 | 0 | 1 | 12 | 0 | 24 | 0 | 6 | 0.19379 | 0.068436 | $/therm or $/m3
gas | demand |  | 0 | 0 | 1 | 12 | 0 | 24 | 0 | 6 | 0.575 | 0.20306 | $/therm/hr or $/m3/hr

## 39001792002
utility | type | period | basic_charge_limit (imperial) | basic_charge_limit (metric) | month_start | month_end | hour_start | hour_end | weekday_start | weekday_end | charge (imperial) | charge (metric) | units | Notes
electric | customer | [9 empty] | 138.5 | 138.5 | $/month
electric | energy |  | 0 | 0 | 1 | 12 | 0 | 24 | 0 | 6 | 0.04025 | 0.04025 | $/kWh | Generation Energy and Capacity Riders
electric | demand | maximum | 0 | 0 | 1 | 12 | 0 | 24 | 0 | 6 | 6.72 | 6.72 | $/kW

## 48007039001
utility | type | period | basic_charge_limit (imperial) | basic_charge_limit (metric) | month_start | month_end | hour_start | hour_end | weekday_start | weekday_end | charge (imperial) | charge (metric) | units | Notes
electric | customer | [9 empty] | 289.29 | 289.29 | $/month
electric | energy |  | 0 | 0 | 1 | 12 | 0 | 24 | 0 | 6 | 0.06 | 0.06 | $/kWh | Assumed a fixed rate contract at August 2022 rate
electric | demand | maximum | 0 | 0 | 1 | 12 | 0 | 24 | 0 | 6 | 2.3345 | 2.3345 | $/kW

## 36002001005
utility | type | period | basic_charge_limit (imperial) | basic_charge_limit (metric) | month_start | month_end | hour_start | hour_end | weekday_start | weekday_end | charge (imperial) | charge (metric) | units | Notes
gas | energy |  | 0 | 0 | 1 | 12 | 0 | 24 | 0 | 6 | 250 | 88.2868 | $/therm or $/m3
gas | energy |  | 10 | 28.3168 | 1 | 12 | 0 | 24 | 0 | 6 | 0.2632 | 0.092948 | $/therm or $/m3
electric | customer | [9 empty] | 143.09 | 143.09 | $/month
electric | demand | winter-peak1 | 0 | 0 | 1 | 5 | 8 | 22 | 0 | 4 | 13.96 | 13.96 | $/kW
electric | demand | winter-all-hours1 | 0 | 0 | 1 | 5 | 0 | 24 | 0 | 6 | 4.21 | 4.21 | $/kW
electric | demand | summer-peak | 0 | 0 | 6 | 9 | 8 | 22 | 0 | 4 | 18.44 | 18.44 | $/kW
electric | demand | summer-super-peak | 0 | 0 | 6 | 9 | 8 | 18 | 0 | 4 | 9.15 | 9.15 | $/kW
electric | demand | summer-all-hours | 0 | 0 | 6 | 9 | 0 | 24 | 0 | 6 | 16.66 | 16.66 | $/kW
electric | demand | winter-peak2 | 0 | 0 | 10 | 12 | 8 | 22 | 0 | 4 | 13.96 | 13.96 | $/kW
electric | demand | winter-all-hours2 | 0 | 0 | 10 | 12 | 0 | 24 | 0 | 6 | 4.21 | 4.21 | $/kW
electric | energy |  | 0 | 0 | 1 | 1 | 0 | 8 | 0 | 4 | 0.044678 | 0.044678 | $/kWh | Monthly average of LMP price plus base charge of $0.0079 / kWh
electric | energy |  | 0 | 0 | 1 | 1 | 22 | 24 | 0 | 4 | 0.044678 | 0.044678 | $/kWh | Monthly average of LMP price plus base charge of $0.0079 / kWh
electric | energy |  | 0 | 0 | 1 | 1 | 8 | 22 | 0 | 4 | 0.044254 | 0.044254 | $/kWh | Monthly average of LMP price plus base charge of $0.0079 / kWh
electric | energy |  | 0 | 0 | 1 | 1 | 0 | 24 | 5 | 6 | 0.044678 | 0.044678 | $/kWh | Monthly average of LMP price plus base charge of $0.0079 / kWh
electric | energy |  | 0 | 0 | 2 | 2 | 0 | 8 | 0 | 4 | 0.055976 | 0.055976 | $/kWh | Monthly average of LMP price plus base charge of $0.0079 / kWh
electric | energy |  | 0 | 0 | 2 | 2 | 22 | 24 | 0 | 4 | 0.055976 | 0.055976 | $/kWh | Monthly average of LMP price plus base charge of $0.0079 / kWh
electric | energy |  | 0 | 0 | 2 | 2 | 8 | 22 | 0 | 4 | 0.07268 | 0.07268 | $/kWh | Monthly average of LMP price plus base charge of $0.0079 / kWh
electric | energy |  | 0 | 0 | 2 | 2 | 0 | 24 | 5 | 6 | 0.055976 | 0.055976 | $/kWh | Monthly average of LMP price plus base charge of $0.0079 / kWh
electric | energy |  | 0 | 0 | 3 | 3 | 0 | 8 | 0 | 4 | 0.034728 | 0.034728 | $/kWh | Monthly average of LMP price plus base charge of $0.0079 / kWh
electric | energy |  | 0 | 0 | 3 | 3 | 22 | 24 | 0 | 4 | 0.034728 | 0.034728 | $/kWh | Monthly average of LMP price plus base charge of $0.0079 / kWh
electric | energy |  | 0 | 0 | 3 | 3 | 8 | 22 | 0 | 4 | 0.037299 | 0.037299 | $/kWh | Monthly average of LMP price plus base charge of $0.0079 / kWh
electric | energy |  | 0 | 0 | 3 | 3 | 0 | 24 | 5 | 6 | 0.034728 | 0.034728 | $/kWh | Monthly average of LMP price plus base charge of $0.0079 / kWh
electric | energy |  | 0 | 0 | 4 | 4 | 0 | 8 | 0 | 4 | 0.02936 | 0.02936 | $/kWh | Monthly average of LMP price plus base charge of $0.0079 / kWh
electric | energy |  | 0 | 0 | 4 | 4 | 22 | 24 | 0 | 4 | 0.02936 | 0.02936 | $/kWh | Monthly average of LMP price plus base charge of $0.0079 / kWh
electric | energy |  | 0 | 0 | 4 | 4 | 8 | 22 | 0 | 4 | 0.032452 | 0.032452 | $/kWh | Monthly average of LMP price plus base charge of $0.0079 / kWh
electric | energy |  | 0 | 0 | 4 | 4 | 0 | 24 | 5 | 6 | 0.02936 | 0.02936 | $/kWh | Monthly average of LMP price plus base charge of $0.0079 / kWh
electric | energy |  | 0 | 0 | 5 | 5 | 0 | 8 | 0 | 4 | 0.028972 | 0.028972 | $/kWh | Monthly average of LMP price plus base charge of $0.0079 / kWh
electric | energy |  | 0 | 0 | 5 | 5 | 22 | 24 | 0 | 4 | 0.028972 | 0.028972 | $/kWh | Monthly average of LMP price plus base charge of $0.0079 / kWh
electric | energy |  | 0 | 0 | 5 | 5 | 8 | 22 | 0 | 4 | 0.034007 | 0.034007 | $/kWh | Monthly average of LMP price plus base charge of $0.0079 / kWh
electric | energy |  | 0 | 0 | 5 | 5 | 0 | 24 | 5 | 6 | 0.028972 | 0.028972 | $/kWh | Monthly average of LMP price plus base charge of $0.0079 / kWh
electric | energy |  | 0 | 0 | 6 | 6 | 0 | 8 | 0 | 4 | 0.033858 | 0.033858 | $/kWh | Monthly average of LMP price plus base charge of $0.0079 / kWh
electric | energy |  | 0 | 0 | 6 | 6 | 22 | 24 | 0 | 4 | 0.033858 | 0.033858 | $/kWh | Monthly average of LMP price plus base charge of $0.0079 / kWh
electric | energy |  | 0 | 0 | 6 | 6 | 8 | 22 | 0 | 4 | 0.042739 | 0.042739 | $/kWh | Monthly average of LMP price plus base charge of $0.0079 / kWh
electric | energy |  | 0 | 0 | 6 | 6 | 0 | 24 | 5 | 6 | 0.033858 | 0.033858 | $/kWh | Monthly average of LMP price plus base charge of $0.0079 / kWh
electric | energy |  | 0 | 0 | 7 | 7 | 0 | 8 | 0 | 4 | 0.037473 | 0.037473 | $/kWh | Monthly average of LMP price plus base charge of $0.0079 / kWh
electric | energy |  | 0 | 0 | 7 | 7 | 22 | 24 | 0 | 4 | 0.037473 | 0.037473 | $/kWh | Monthly average of LMP price plus base charge of $0.0079 / kWh
electric | energy |  | 0 | 0 | 7 | 7 | 8 | 22 | 0 | 4 | 0.049902 | 0.049902 | $/kWh | Monthly average of LMP price plus base charge of $0.0079 / kWh
electric | energy |  | 0 | 0 | 7 | 7 | 0 | 24 | 5 | 6 | 0.037473 | 0.037473 | $/kWh | Monthly average of LMP price plus base charge of $0.0079 / kWh
electric | energy |  | 0 | 0 | 8 | 8 | 0 | 8 | 0 | 4 | 0.041839 | 0.041839 | $/kWh | Monthly average of LMP price plus base charge of $0.0079 / kWh
electric | energy |  | 0 | 0 | 8 | 8 | 22 | 24 | 0 | 4 | 0.041839 | 0.041839 | $/kWh | Monthly average of LMP price plus base charge of $0.0079 / kWh
electric | energy |  | 0 | 0 | 8 | 8 | 8 | 22 | 0 | 4 | 0.054796 | 0.054796 | $/kWh | Monthly average of LMP price plus base charge of $0.0079 / kWh
electric | energy |  | 0 | 0 | 8 | 8 | 0 | 24 | 5 | 6 | 0.041839 | 0.041839 | $/kWh | Monthly average of LMP price plus base charge of $0.0079 / kWh
electric | energy |  | 0 | 0 | 9 | 9 | 0 | 8 | 0 | 4 | 0.045309 | 0.045309 | $/kWh | Monthly average of LMP price plus base charge of $0.0079 / kWh
electric | energy |  | 0 | 0 | 9 | 9 | 22 | 24 | 0 | 4 | 0.045309 | 0.045309 | $/kWh | Monthly average of LMP price plus base charge of $0.0079 / kWh
electric | energy |  | 0 | 0 | 9 | 9 | 8 | 22 | 0 | 4 | 0.056308 | 0.056308 | $/kWh | Monthly average of LMP price plus base charge of $0.0079 / kWh
electric | energy |  | 0 | 0 | 9 | 9 | 0 | 24 | 5 | 6 | 0.045309 | 0.045309 | $/kWh | Monthly average of LMP price plus base charge of $0.0079 / kWh
electric | energy |  | 0 | 0 | 10 | 10 | 0 | 8 | 0 | 4 | 0.051257 | 0.051257 | $/kWh | Monthly average of LMP price plus base charge of $0.0079 / kWh
electric | energy |  | 0 | 0 | 10 | 10 | 22 | 24 | 0 | 4 | 0.051257 | 0.051257 | $/kWh | Monthly average of LMP price plus base charge of $0.0079 / kWh
electric | energy |  | 0 | 0 | 10 | 10 | 8 | 22 | 0 | 4 | 0.062368 | 0.062368 | $/kWh | Monthly average of LMP price plus base charge of $0.0079 / kWh
electric | energy |  | 0 | 0 | 10 | 10 | 0 | 24 | 5 | 6 | 0.051257 | 0.051257 | $/kWh | Monthly average of LMP price plus base charge of $0.0079 / kWh
electric | energy |  | 0 | 0 | 11 | 11 | 0 | 8 | 0 | 4 | 0.057464 | 0.057464 | $/kWh | Monthly average of LMP price plus base charge of $0.0079 / kWh
electric | energy |  | 0 | 0 | 11 | 11 | 22 | 24 | 0 | 4 | 0.057464 | 0.057464 | $/kWh | Monthly average of LMP price plus base charge of $0.0079 / kWh
electric | energy |  | 0 | 0 | 11 | 11 | 8 | 22 | 0 | 4 | 0.065003 | 0.065003 | $/kWh | Monthly average of LMP price plus base charge of $0.0079 / kWh
electric | energy |  | 0 | 0 | 11 | 11 | 0 | 24 | 5 | 6 | 0.057464 | 0.057464 | $/kWh | Monthly average of LMP price plus base charge of $0.0079 / kWh
electric | energy |  | 0 | 0 | 12 | 12 | 0 | 8 | 0 | 4 | 0.044908 | 0.044908 | $/kWh | Monthly average of LMP price plus base charge of $0.0079 / kWh
electric | energy |  | 0 | 0 | 12 | 12 | 22 | 24 | 0 | 4 | 0.044908 | 0.044908 | $/kWh | Monthly average of LMP price plus base charge of $0.0079 / kWh
electric | energy |  | 0 | 0 | 12 | 12 | 8 | 22 | 0 | 4 | 0.055188 | 0.055188 | $/kWh | Monthly average of LMP price plus base charge of $0.0079 / kWh
electric | energy |  | 0 | 0 | 12 | 12 | 0 | 24 | 5 | 6 | 0.044908 | 0.044908 | $/kWh | Monthly average of LMP price plus base charge of $0.0079 / kWh

## 21000025001
utility | type | period | basic_charge_limit (imperial) | basic_charge_limit (metric) | month_start | month_end | hour_start | hour_end | weekday_start | weekday_end | charge (imperial) | charge (metric) | units | Notes
electric | customer | [9 empty] | 325.2 | 325.2 | $/month | Estimated from multiplying cost of 1 meter for 1 day by 30 days
electric | energy |  | 0 | 0 | 1 | 12 | 0 | 24 | 0 | 6 | 0.02662 | 0.02662 | $/kWh
electric | demand | winter-peak1 | 0 | 0 | 1 | 4 | 6 | 22 | 0 | 4 | 7.49 | 7.49 | $/kW
electric | demand | winter-super-peak1 | 0 | 0 | 1 | 4 | 6 | 12 | 0 | 4 | 9.78 | 9.78 | $/kW
electric | demand | winter-all-hours1 | 0 | 0 | 1 | 5 | 0 | 24 | 0 | 6 | 2.45 | 2.45 | $/kW
electric | demand | summer-peak | 0 | 0 | 6 | 9 | 10 | 22 | 0 | 4 | 7.49 | 7.49 | $/kW
electric | demand | summer-super-peak | 0 | 0 | 6 | 9 | 13 | 19 | 0 | 4 | 9.78 | 9.78 | $/kW
electric | demand | summer-all-hours | 0 | 0 | 6 | 9 | 0 | 24 | 0 | 6 | 2.45 | 2.45 | $/kW
electric | demand | winter-peak2 | 0 | 0 | 10 | 12 | 6 | 22 | 0 | 4 | 7.49 | 7.49 | $/kW
electric | demand | winter-super-peak2 | 0 | 0 | 10 | 12 | 6 | 12 | 0 | 4 | 9.78 | 9.78 | $/kW
electric | demand | winter-all-hours2 | 0 | 0 | 10 | 12 | 0 | 24 | 0 | 6 | 2.45 | 2.45 | $/kW

## 53000776002
utility | type | period | basic_charge_limit (imperial) | basic_charge_limit (metric) | month_start | month_end | hour_start | hour_end | weekday_start | weekday_end | charge (imperial) | charge (metric) | units | Notes
electric | customer | [9 empty] | 330 | 330 | $/month
electric | energy |  | 0 | 0 | 1 | 12 | 0 | 6 | 0 | 5 | 0.0602 | 0.0602 | $/kWh
electric | energy |  | 0 | 0 | 1 | 12 | 6 | 22 | 0 | 5 | 0.0913 | 0.0913 | $/kWh
electric | energy |  | 0 | 0 | 1 | 12 | 22 | 24 | 0 | 5 | 0.0602 | 0.0602 | $/kWh
electric | energy |  | 0 | 0 | 1 | 12 | 0 | 24 | 6 | 6 | 0.0602 | 0.0602 | $/kWh
electric | demand | off-peak | 0 | 0 | 1 | 12 | 0 | 24 | 0 | 5 | 0.27 | 0.27 | $/kW
electric | demand | on-peak | 0 | 0 | 1 | 12 | 6 | 22 | 0 | 5 | 3.85 | 3.85 | $/kW
electric | demand | off-peak | 0 | 0 | 1 | 12 | 22 | 24 | 0 | 5 | 0.27 | 0.27 | $/kW
electric | demand | off-peak | 0 | 0 | 1 | 12 | 0 | 24 | 6 | 6 | 0.27 | 0.27 | $/kW
gas | customer | [9 empty] | 33.84 | 33.84 | $/month
gas | energy |  | 0 | 0 | 1 | 12 | 0 | 24 | 0 | 6 | 0.91728 | 0.32393 | $/therm or $/m3

## 29001023001
utility | type | period | basic_charge_limit (imperial) | basic_charge_limit (metric) | month_start | month_end | hour_start | hour_end | weekday_start | weekday_end | charge (imperial) | charge (metric) | units | Notes
electric | customer | [9 empty] | 344.9 | 344.9 | $/month
electric | energy |  | 0 | 0 | 1 | 1 | 0 | 10 | 0 | 4 | 0.02637 | 0.02637 | $/kWh | Includes Fuel and Purchased Power Adjustment
electric | energy |  | 0 | 0 | 1 | 1 | 10 | 22 | 0 | 4 | 0.03107 | 0.03107 | $/kWh
electric | energy |  | 0 | 0 | 1 | 1 | 22 | 24 | 0 | 4 | 0.02637 | 0.02637 | $/kWh
electric | energy |  | 0 | 0 | 1 | 1 | 0 | 24 | 5 | 6 | 0.02637 | 0.02637 | $/kWh
electric | energy |  | 0 | 0 | 2 | 5 | 0 | 10 | 0 | 4 | 0.02845 | 0.02845 | $/kWh
electric | energy |  | 0 | 0 | 2 | 5 | 10 | 22 | 0 | 4 | 0.03315 | 0.03315 | $/kWh
electric | energy |  | 0 | 0 | 2 | 5 | 22 | 24 | 0 | 4 | 0.02845 | 0.02845 | $/kWh
electric | energy |  | 0 | 0 | 2 | 5 | 0 | 24 | 5 | 6 | 0.02845 | 0.02845 | $/kWh
electric | energy |  | 0 | 0 | 6 | 9 | 0 | 10 | 0 | 4 | 0.03228 | 0.03228 | $/kWh
electric | energy |  | 0 | 0 | 6 | 9 | 10 | 22 | 0 | 4 | 0.03228 | 0.03228 | $/kWh
electric | energy |  | 0 | 0 | 6 | 9 | 22 | 24 | 0 | 4 | 0.04218 | 0.04218 | $/kWh
electric | energy |  | 0 | 0 | 6 | 9 | 0 | 24 | 5 | 6 | 0.03228 | 0.03228 | $/kWh
electric | energy |  | 0 | 0 | 10 | 12 | 0 | 10 | 0 | 4 | 0.03221 | 0.03221 | $/kWh
electric | energy |  | 0 | 0 | 10 | 12 | 10 | 22 | 0 | 4 | 0.03691 | 0.03691 | $/kWh
electric | energy |  | 0 | 0 | 10 | 12 | 22 | 24 | 0 | 4 | 0.03221 | 0.03221 | $/kWh
electric | energy |  | 0 | 0 | 10 | 12 | 0 | 24 | 5 | 6 | 0.03221 | 0.03221 | $/kWh
electric | demand | winter-peak | 0 | 0 | 1 | 5 | 10 | 22 | 0 | 6 | 8.58 | 8.58 | $/kW
electric | demand | summer-peak | 0 | 0 | 6 | 9 | 10 | 22 | 0 | 6 | 19.27 | 19.27 | $/kW
electric | demand | winter-peak2 | 0 | 0 | 10 | 12 | 10 | 22 | 0 | 6 | 8.58 | 8.58 | $/kW

## 29001023002
utility | type | period | basic_charge_limit (imperial) | basic_charge_limit (metric) | month_start | month_end | hour_start | hour_end | weekday_start | weekday_end | charge (imperial) | charge (metric) | units | Notes
electric | customer | [9 empty] | 344.9 | 344.9 | $/month
electric | energy |  | 0 | 0 | 1 | 1 | 0 | 10 | 0 | 4 | 0.02637 | 0.02637 | $/kWh | Includes Fuel and Purchased Power Adjustment
electric | energy |  | 0 | 0 | 1 | 1 | 10 | 22 | 0 | 4 | 0.03107 | 0.03107 | $/kWh
electric | energy |  | 0 | 0 | 1 | 1 | 22 | 24 | 0 | 4 | 0.02637 | 0.02637 | $/kWh
electric | energy |  | 0 | 0 | 1 | 1 | 0 | 24 | 5 | 6 | 0.02637 | 0.02637 | $/kWh
electric | energy |  | 0 | 0 | 2 | 5 | 0 | 10 | 0 | 4 | 0.02845 | 0.02845 | $/kWh
electric | energy |  | 0 | 0 | 2 | 5 | 10 | 22 | 0 | 4 | 0.03315 | 0.03315 | $/kWh
electric | energy |  | 0 | 0 | 2 | 5 | 22 | 24 | 0 | 4 | 0.02845 | 0.02845 | $/kWh
electric | energy |  | 0 | 0 | 2 | 5 | 0 | 24 | 5 | 6 | 0.02845 | 0.02845 | $/kWh
electric | energy |  | 0 | 0 | 6 | 9 | 0 | 10 | 0 | 4 | 0.03228 | 0.03228 | $/kWh
electric | energy |  | 0 | 0 | 6 | 9 | 10 | 22 | 0 | 4 | 0.03228 | 0.03228 | $/kWh
electric | energy |  | 0 | 0 | 6 | 9 | 22 | 24 | 0 | 4 | 0.04218 | 0.04218 | $/kWh
electric | energy |  | 0 | 0 | 6 | 9 | 0 | 24 | 5 | 6 | 0.03228 | 0.03228 | $/kWh
electric | energy |  | 0 | 0 | 10 | 12 | 0 | 10 | 0 | 4 | 0.03221 | 0.03221 | $/kWh
electric | energy |  | 0 | 0 | 10 | 12 | 10 | 22 | 0 | 4 | 0.03691 | 0.03691 | $/kWh
electric | energy |  | 0 | 0 | 10 | 12 | 22 | 24 | 0 | 4 | 0.03221 | 0.03221 | $/kWh
electric | energy |  | 0 | 0 | 10 | 12 | 0 | 24 | 5 | 6 | 0.03221 | 0.03221 | $/kWh
electric | demand | winter-peak | 0 | 0 | 1 | 5 | 10 | 22 | 0 | 6 | 8.58 | 8.58 | $/kW
electric | demand | summer-peak | 0 | 0 | 6 | 9 | 10 | 22 | 0 | 6 | 19.27 | 19.27 | $/kW
electric | demand | winter-peak2 | 0 | 0 | 10 | 12 | 10 | 22 | 0 | 6 | 8.58 | 8.58 | $/kW

## 18000061001
utility | type | period | basic_charge_limit (imperial) | basic_charge_limit (metric) | month_start | month_end | hour_start | hour_end | weekday_start | weekday_end | charge (imperial) | charge (metric) | units | Notes
electric | customer | [9 empty] | 120 | 120 | $/month
electric | energy |  | 0 | 0 | 1 | 2 | 0 | 24 | 0 | 6 | 0.027628 | 0.027628 | $/kWh | Includes Fuel Adjsutment Charge
electric | energy |  | 0 | 0 | 3 | 5 | 0 | 24 | 0 | 6 | 0.032479 | 0.032479 | $/kWh | Includes Fuel Adjsutment Charge
electric | energy |  | 0 | 0 | 6 | 8 | 0 | 24 | 0 | 6 | 0.030026 | 0.030026 | $/kWh | Includes Fuel Adjsutment Charge
electric | energy |  | 0 | 0 | 9 | 11 | 0 | 24 | 0 | 6 | 0.036168 | 0.036168 | $/kWh | Includes Fuel Adjsutment Charge
electric | energy |  | 0 | 0 | 12 | 12 | 0 | 24 | 0 | 6 | 0.041554 | 0.041554 | $/kWh | Includes Fuel Adjsutment Charge
electric | demand | maximum | 0 | 0 | 1 | 12 | 0 | 24 | 0 | 6 | 23.23 | 23.23 | $/kW

## 36002001002
utility | type | period | basic_charge_limit (imperial) | basic_charge_limit (metric) | month_start | month_end | hour_start | hour_end | weekday_start | weekday_end | charge (imperial) | charge (metric) | units | Notes
gas | energy |  | 0 | 0 | 1 | 12 | 0 | 24 | 0 | 6 | 32.9 | 11.6185 | $/therm or $/m3
gas | energy |  | 3 | 8.495 | 1 | 12 | 0 | 24 | 0 | 6 | 0.9223 | 0.32571 | $/therm or $/m3
gas | energy |  | 90 | 254.8512 | 1 | 12 | 0 | 24 | 0 | 6 | 0.484 | 0.17092 | $/therm or $/m3
gas | energy |  | 3000 | 8495.04 | 1 | 12 | 0 | 24 | 0 | 6 | 0.3335 | 0.11777 | $/therm or $/m3
electric | customer | [9 empty] | 143.09 | 143.09 | $/month
electric | demand | winter-peak1 | 0 | 0 | 1 | 5 | 8 | 22 | 0 | 4 | 13.96 | 13.96 | $/kW
electric | demand | winter-all-hours1 | 0 | 0 | 1 | 5 | 0 | 24 | 0 | 6 | 4.21 | 4.21 | $/kW
electric | demand | summer-peak | 0 | 0 | 6 | 9 | 8 | 22 | 0 | 4 | 18.44 | 18.44 | $/kW
electric | demand | summer-super-peak | 0 | 0 | 6 | 9 | 8 | 18 | 0 | 4 | 9.15 | 9.15 | $/kW
electric | demand | summer-all-hours | 0 | 0 | 6 | 9 | 0 | 24 | 0 | 6 | 16.66 | 16.66 | $/kW
electric | demand | winter-peak2 | 0 | 0 | 10 | 12 | 8 | 22 | 0 | 4 | 13.96 | 13.96 | $/kW
electric | demand | winter-all-hours2 | 0 | 0 | 10 | 12 | 0 | 24 | 0 | 6 | 4.21 | 4.21 | $/kW
electric | energy |  | 0 | 0 | 1 | 1 | 0 | 8 | 0 | 4 | 0.044678 | 0.044678 | $/kWh | Monthly average of LMP price plus base charge of $0.0079 / kWh
electric | energy |  | 0 | 0 | 1 | 1 | 22 | 24 | 0 | 4 | 0.044678 | 0.044678 | $/kWh | Monthly average of LMP price plus base charge of $0.0079 / kWh
electric | energy |  | 0 | 0 | 1 | 1 | 8 | 22 | 0 | 4 | 0.044254 | 0.044254 | $/kWh | Monthly average of LMP price plus base charge of $0.0079 / kWh
electric | energy |  | 0 | 0 | 1 | 1 | 0 | 24 | 5 | 6 | 0.044678 | 0.044678 | $/kWh | Monthly average of LMP price plus base charge of $0.0079 / kWh
electric | energy |  | 0 | 0 | 2 | 2 | 0 | 8 | 0 | 4 | 0.055976 | 0.055976 | $/kWh | Monthly average of LMP price plus base charge of $0.0079 / kWh
electric | energy |  | 0 | 0 | 2 | 2 | 22 | 24 | 0 | 4 | 0.055976 | 0.055976 | $/kWh | Monthly average of LMP price plus base charge of $0.0079 / kWh
electric | energy |  | 0 | 0 | 2 | 2 | 8 | 22 | 0 | 4 | 0.07268 | 0.07268 | $/kWh | Monthly average of LMP price plus base charge of $0.0079 / kWh
electric | energy |  | 0 | 0 | 2 | 2 | 0 | 24 | 5 | 6 | 0.055976 | 0.055976 | $/kWh | Monthly average of LMP price plus base charge of $0.0079 / kWh
electric | energy |  | 0 | 0 | 3 | 3 | 0 | 8 | 0 | 4 | 0.034728 | 0.034728 | $/kWh | Monthly average of LMP price plus base charge of $0.0079 / kWh
electric | energy |  | 0 | 0 | 3 | 3 | 22 | 24 | 0 | 4 | 0.034728 | 0.034728 | $/kWh | Monthly average of LMP price plus base charge of $0.0079 / kWh
electric | energy |  | 0 | 0 | 3 | 3 | 8 | 22 | 0 | 4 | 0.037299 | 0.037299 | $/kWh | Monthly average of LMP price plus base charge of $0.0079 / kWh
electric | energy |  | 0 | 0 | 3 | 3 | 0 | 24 | 5 | 6 | 0.034728 | 0.034728 | $/kWh | Monthly average of LMP price plus base charge of $0.0079 / kWh
electric | energy |  | 0 | 0 | 4 | 4 | 0 | 8 | 0 | 4 | 0.02936 | 0.02936 | $/kWh | Monthly average of LMP price plus base charge of $0.0079 / kWh
electric | energy |  | 0 | 0 | 4 | 4 | 22 | 24 | 0 | 4 | 0.02936 | 0.02936 | $/kWh | Monthly average of LMP price plus base charge of $0.0079 / kWh
electric | energy |  | 0 | 0 | 4 | 4 | 8 | 22 | 0 | 4 | 0.032452 | 0.032452 | $/kWh | Monthly average of LMP price plus base charge of $0.0079 / kWh
electric | energy |  | 0 | 0 | 4 | 4 | 0 | 24 | 5 | 6 | 0.02936 | 0.02936 | $/kWh | Monthly average of LMP price plus base charge of $0.0079 / kWh
electric | energy |  | 0 | 0 | 5 | 5 | 0 | 8 | 0 | 4 | 0.028972 | 0.028972 | $/kWh | Monthly average of LMP price plus base charge of $0.0079 / kWh
electric | energy |  | 0 | 0 | 5 | 5 | 22 | 24 | 0 | 4 | 0.028972 | 0.028972 | $/kWh | Monthly average of LMP price plus base charge of $0.0079 / kWh
electric | energy |  | 0 | 0 | 5 | 5 | 8 | 22 | 0 | 4 | 0.034007 | 0.034007 | $/kWh | Monthly average of LMP price plus base charge of $0.0079 / kWh
electric | energy |  | 0 | 0 | 5 | 5 | 0 | 24 | 5 | 6 | 0.028972 | 0.028972 | $/kWh | Monthly average of LMP price plus base charge of $0.0079 / kWh
electric | energy |  | 0 | 0 | 6 | 6 | 0 | 8 | 0 | 4 | 0.033858 | 0.033858 | $/kWh | Monthly average of LMP price plus base charge of $0.0079 / kWh
electric | energy |  | 0 | 0 | 6 | 6 | 22 | 24 | 0 | 4 | 0.033858 | 0.033858 | $/kWh | Monthly average of LMP price plus base charge of $0.0079 / kWh
electric | energy |  | 0 | 0 | 6 | 6 | 8 | 22 | 0 | 4 | 0.042739 | 0.042739 | $/kWh | Monthly average of LMP price plus base charge of $0.0079 / kWh
electric | energy |  | 0 | 0 | 6 | 6 | 0 | 24 | 5 | 6 | 0.033858 | 0.033858 | $/kWh | Monthly average of LMP price plus base charge of $0.0079 / kWh
electric | energy |  | 0 | 0 | 7 | 7 | 0 | 8 | 0 | 4 | 0.037473 | 0.037473 | $/kWh | Monthly average of LMP price plus base charge of $0.0079 / kWh
electric | energy |  | 0 | 0 | 7 | 7 | 22 | 24 | 0 | 4 | 0.037473 | 0.037473 | $/kWh | Monthly average of LMP price plus base charge of $0.0079 / kWh
electric | energy |  | 0 | 0 | 7 | 7 | 8 | 22 | 0 | 4 | 0.049902 | 0.049902 | $/kWh | Monthly average of LMP price plus base charge of $0.0079 / kWh
electric | energy |  | 0 | 0 | 7 | 7 | 0 | 24 | 5 | 6 | 0.037473 | 0.037473 | $/kWh | Monthly average of LMP price plus base charge of $0.0079 / kWh
electric | energy |  | 0 | 0 | 8 | 8 | 0 | 8 | 0 | 4 | 0.041839 | 0.041839 | $/kWh | Monthly average of LMP price plus base charge of $0.0079 / kWh
electric | energy |  | 0 | 0 | 8 | 8 | 22 | 24 | 0 | 4 | 0.041839 | 0.041839 | $/kWh | Monthly average of LMP price plus base charge of $0.0079 / kWh
electric | energy |  | 0 | 0 | 8 | 8 | 8 | 22 | 0 | 4 | 0.054796 | 0.054796 | $/kWh | Monthly average of LMP price plus base charge of $0.0079 / kWh
electric | energy |  | 0 | 0 | 8 | 8 | 0 | 24 | 5 | 6 | 0.041839 | 0.041839 | $/kWh | Monthly average of LMP price plus base charge of $0.0079 / kWh
electric | energy |  | 0 | 0 | 9 | 9 | 0 | 8 | 0 | 4 | 0.045309 | 0.045309 | $/kWh | Monthly average of LMP price plus base charge of $0.0079 / kWh
electric | energy |  | 0 | 0 | 9 | 9 | 22 | 24 | 0 | 4 | 0.045309 | 0.045309 | $/kWh | Monthly average of LMP price plus base charge of $0.0079 / kWh
electric | energy |  | 0 | 0 | 9 | 9 | 8 | 22 | 0 | 4 | 0.056308 | 0.056308 | $/kWh | Monthly average of LMP price plus base charge of $0.0079 / kWh
electric | energy |  | 0 | 0 | 9 | 9 | 0 | 24 | 5 | 6 | 0.045309 | 0.045309 | $/kWh | Monthly average of LMP price plus base charge of $0.0079 / kWh
electric | energy |  | 0 | 0 | 10 | 10 | 0 | 8 | 0 | 4 | 0.051257 | 0.051257 | $/kWh | Monthly average of LMP price plus base charge of $0.0079 / kWh
electric | energy |  | 0 | 0 | 10 | 10 | 22 | 24 | 0 | 4 | 0.051257 | 0.051257 | $/kWh | Monthly average of LMP price plus base charge of $0.0079 / kWh
electric | energy |  | 0 | 0 | 10 | 10 | 8 | 22 | 0 | 4 | 0.062368 | 0.062368 | $/kWh | Monthly average of LMP price plus base charge of $0.0079 / kWh
electric | energy |  | 0 | 0 | 10 | 10 | 0 | 24 | 5 | 6 | 0.051257 | 0.051257 | $/kWh | Monthly average of LMP price plus base charge of $0.0079 / kWh
electric | energy |  | 0 | 0 | 11 | 11 | 0 | 8 | 0 | 4 | 0.057464 | 0.057464 | $/kWh | Monthly average of LMP price plus base charge of $0.0079 / kWh
electric | energy |  | 0 | 0 | 11 | 11 | 22 | 24 | 0 | 4 | 0.057464 | 0.057464 | $/kWh | Monthly average of LMP price plus base charge of $0.0079 / kWh
electric | energy |  | 0 | 0 | 11 | 11 | 8 | 22 | 0 | 4 | 0.065003 | 0.065003 | $/kWh | Monthly average of LMP price plus base charge of $0.0079 / kWh
electric | energy |  | 0 | 0 | 11 | 11 | 0 | 24 | 5 | 6 | 0.057464 | 0.057464 | $/kWh | Monthly average of LMP price plus base charge of $0.0079 / kWh
electric | energy |  | 0 | 0 | 12 | 12 | 0 | 8 | 0 | 4 | 0.044908 | 0.044908 | $/kWh | Monthly average of LMP price plus base charge of $0.0079 / kWh
electric | energy |  | 0 | 0 | 12 | 12 | 22 | 24 | 0 | 4 | 0.044908 | 0.044908 | $/kWh | Monthly average of LMP price plus base charge of $0.0079 / kWh
electric | energy |  | 0 | 0 | 12 | 12 | 8 | 22 | 0 | 4 | 0.055188 | 0.055188 | $/kWh | Monthly average of LMP price plus base charge of $0.0079 / kWh
electric | energy |  | 0 | 0 | 12 | 12 | 0 | 24 | 5 | 6 | 0.044908 | 0.044908 | $/kWh | Monthly average of LMP price plus base charge of $0.0079 / kWh

## 48004026001
utility | type | period | basic_charge_limit (imperial) | basic_charge_limit (metric) | month_start | month_end | hour_start | hour_end | weekday_start | weekday_end | charge (imperial) | charge (metric) | units | Notes
electric | customer | [9 empty] | 51.72 | 51.72 | $/month
electric | demand | maximum | 0 | 0 | 1 | 12 | 0 | 24 | 0 | 6 | 5.5749 | 5.5749 | $/kW
electric | energy |  | 0 | 0 | 1 | 12 | 0 | 24 | 0 | 6 | 0.0708 | 0.0708 | $/kWh

## 12000017004
utility | type | period | basic_charge_limit (imperial) | basic_charge_limit (metric) | month_start | month_end | hour_start | hour_end | weekday_start | weekday_end | charge (imperial) | charge (metric) | units | Notes
electric | customer | [9 empty] | 283.03 | 283.03 | $/month
electric | energy |  | 0 | 0 | 1 | 3 | 0 | 6 | 0 | 4 | 0.03748 | 0.03748 | $/kWh | Fuel charge included with energy
electric | energy |  | 0 | 0 | 1 | 3 | 6 | 10 | 0 | 4 | 0.0435 | 0.0435 | $/kWh
electric | energy |  | 0 | 0 | 1 | 3 | 10 | 18 | 0 | 4 | 0.03748 | 0.03748 | $/kWh
electric | energy |  | 0 | 0 | 1 | 3 | 18 | 22 | 0 | 4 | 0.0435 | 0.0435 | $/kWh
electric | energy |  | 0 | 0 | 1 | 3 | 22 | 24 | 0 | 4 | 0.03748 | 0.03748 | $/kWh
electric | energy |  | 0 | 0 | 4 | 10 | 0 | 12 | 0 | 4 | 0.03748 | 0.03748 | $/kWh
electric | energy |  | 0 | 0 | 4 | 10 | 12 | 21 | 0 | 4 | 0.0435 | 0.0435 | $/kWh
electric | energy |  | 0 | 0 | 4 | 10 | 21 | 24 | 0 | 4 | 0.03748 | 0.03748 | $/kWh
electric | energy |  | 0 | 0 | 11 | 12 | 0 | 6 | 0 | 4 | 0.03748 | 0.03748 | $/kWh
electric | energy |  | 0 | 0 | 11 | 12 | 6 | 10 | 0 | 4 | 0.0435 | 0.0435 | $/kWh
electric | energy |  | 0 | 0 | 11 | 12 | 10 | 18 | 0 | 4 | 0.03748 | 0.03748 | $/kWh
electric | energy |  | 0 | 0 | 11 | 12 | 18 | 22 | 0 | 4 | 0.0435 | 0.0435 | $/kWh
electric | energy |  | 0 | 0 | 11 | 12 | 22 | 24 | 0 | 4 | 0.03748 | 0.03748 | $/kWh
electric | energy |  | 0 | 0 | 1 | 12 | 0 | 24 | 5 | 6 | 0.03748 | 0.03748 | $/kWh
electric | demand | winter-peak1 | 0 | 0 | 1 | 3 | 6 | 10 | 0 | 4 | 14.34 | 14.34 | $/kW | Conservation and capacity charges included with demand
electric | demand | winter-peak1 | 0 | 0 | 1 | 3 | 18 | 22 | 0 | 4 | 14.34 | 14.34 | $/kW
electric | demand | summer-peak | 0 | 0 | 4 | 10 | 12 | 21 | 0 | 4 | 14.34 | 14.34 | $/kW
electric | demand | winter-peak2 | 0 | 0 | 11 | 12 | 6 | 10 | 0 | 4 | 14.34 | 14.34 | $/kW
electric | demand | winter-peak2 | 0 | 0 | 11 | 12 | 18 | 22 | 0 | 4 | 14.34 | 14.34 | $/kW
electric | demand | maximum | 0 | 0 | 1 | 12 | 0 | 24 | 0 | 6 | 2.74 | 2.74 | $/kW
gas | customer | [9 empty] | 300 | 300 | $/month
gas | energy |  | 0 | 0 | 1 | 12 | 0 | 24 | 0 | 6 | 0.19379 | 0.068436 | $/therm or $/m3
gas | demand |  | 0 | 0 | 1 | 12 | 0 | 24 | 0 | 6 | 0.575 | 0.20306 | $/therm/hr or $/m3/hr

## 36002001003
utility | type | period | basic_charge_limit (imperial) | basic_charge_limit (metric) | month_start | month_end | hour_start | hour_end | weekday_start | weekday_end | charge (imperial) | charge (metric) | units | Notes
gas | energy |  | 0 | 0 | 1 | 12 | 0 | 24 | 0 | 6 | 250 | 88.2868 | $/therm or $/m3
gas | energy |  | 10 | 28.3168 | 1 | 12 | 0 | 24 | 0 | 6 | 0.2632 | 0.092948 | $/therm or $/m3
electric | customer | [9 empty] | 143.09 | 143.09 | $/month
electric | demand | winter-peak1 | 0 | 0 | 1 | 5 | 8 | 22 | 0 | 4 | 13.96 | 13.96 | $/kW
electric | demand | winter-all-hours1 | 0 | 0 | 1 | 5 | 0 | 24 | 0 | 6 | 4.21 | 4.21 | $/kW
electric | demand | summer-peak | 0 | 0 | 6 | 9 | 8 | 22 | 0 | 4 | 18.44 | 18.44 | $/kW
electric | demand | summer-super-peak | 0 | 0 | 6 | 9 | 8 | 18 | 0 | 4 | 9.15 | 9.15 | $/kW
electric | demand | summer-all-hours | 0 | 0 | 6 | 9 | 0 | 24 | 0 | 6 | 16.66 | 16.66 | $/kW
electric | demand | winter-peak2 | 0 | 0 | 10 | 12 | 8 | 22 | 0 | 4 | 13.96 | 13.96 | $/kW
electric | demand | winter-all-hours2 | 0 | 0 | 10 | 12 | 0 | 24 | 0 | 6 | 4.21 | 4.21 | $/kW
electric | energy |  | 0 | 0 | 1 | 1 | 0 | 8 | 0 | 4 | 0.044678 | 0.044678 | $/kWh | Monthly average of LMP price plus base charge of $0.0079 / kWh
electric | energy |  | 0 | 0 | 1 | 1 | 22 | 24 | 0 | 4 | 0.044678 | 0.044678 | $/kWh | Monthly average of LMP price plus base charge of $0.0079 / kWh
electric | energy |  | 0 | 0 | 1 | 1 | 8 | 22 | 0 | 4 | 0.044254 | 0.044254 | $/kWh | Monthly average of LMP price plus base charge of $0.0079 / kWh
electric | energy |  | 0 | 0 | 1 | 1 | 0 | 24 | 5 | 6 | 0.044678 | 0.044678 | $/kWh | Monthly average of LMP price plus base charge of $0.0079 / kWh
electric | energy |  | 0 | 0 | 2 | 2 | 0 | 8 | 0 | 4 | 0.055976 | 0.055976 | $/kWh | Monthly average of LMP price plus base charge of $0.0079 / kWh
electric | energy |  | 0 | 0 | 2 | 2 | 22 | 24 | 0 | 4 | 0.055976 | 0.055976 | $/kWh | Monthly average of LMP price plus base charge of $0.0079 / kWh
electric | energy |  | 0 | 0 | 2 | 2 | 8 | 22 | 0 | 4 | 0.07268 | 0.07268 | $/kWh | Monthly average of LMP price plus base charge of $0.0079 / kWh
electric | energy |  | 0 | 0 | 2 | 2 | 0 | 24 | 5 | 6 | 0.055976 | 0.055976 | $/kWh | Monthly average of LMP price plus base charge of $0.0079 / kWh
electric | energy |  | 0 | 0 | 3 | 3 | 0 | 8 | 0 | 4 | 0.034728 | 0.034728 | $/kWh | Monthly average of LMP price plus base charge of $0.0079 / kWh
electric | energy |  | 0 | 0 | 3 | 3 | 22 | 24 | 0 | 4 | 0.034728 | 0.034728 | $/kWh | Monthly average of LMP price plus base charge of $0.0079 / kWh
electric | energy |  | 0 | 0 | 3 | 3 | 8 | 22 | 0 | 4 | 0.037299 | 0.037299 | $/kWh | Monthly average of LMP price plus base charge of $0.0079 / kWh
electric | energy |  | 0 | 0 | 3 | 3 | 0 | 24 | 5 | 6 | 0.034728 | 0.034728 | $/kWh | Monthly average of LMP price plus base charge of $0.0079 / kWh
electric | energy |  | 0 | 0 | 4 | 4 | 0 | 8 | 0 | 4 | 0.02936 | 0.02936 | $/kWh | Monthly average of LMP price plus base charge of $0.0079 / kWh
electric | energy |  | 0 | 0 | 4 | 4 | 22 | 24 | 0 | 4 | 0.02936 | 0.02936 | $/kWh | Monthly average of LMP price plus base charge of $0.0079 / kWh
electric | energy |  | 0 | 0 | 4 | 4 | 8 | 22 | 0 | 4 | 0.032452 | 0.032452 | $/kWh | Monthly average of LMP price plus base charge of $0.0079 / kWh
electric | energy |  | 0 | 0 | 4 | 4 | 0 | 24 | 5 | 6 | 0.02936 | 0.02936 | $/kWh | Monthly average of LMP price plus base charge of $0.0079 / kWh
electric | energy |  | 0 | 0 | 5 | 5 | 0 | 8 | 0 | 4 | 0.028972 | 0.028972 | $/kWh | Monthly average of LMP price plus base charge of $0.0079 / kWh
electric | energy |  | 0 | 0 | 5 | 5 | 22 | 24 | 0 | 4 | 0.028972 | 0.028972 | $/kWh | Monthly average of LMP price plus base charge of $0.0079 / kWh
electric | energy |  | 0 | 0 | 5 | 5 | 8 | 22 | 0 | 4 | 0.034007 | 0.034007 | $/kWh | Monthly average of LMP price plus base charge of $0.0079 / kWh
electric | energy |  | 0 | 0 | 5 | 5 | 0 | 24 | 5 | 6 | 0.028972 | 0.028972 | $/kWh | Monthly average of LMP price plus base charge of $0.0079 / kWh
electric | energy |  | 0 | 0 | 6 | 6 | 0 | 8 | 0 | 4 | 0.033858 | 0.033858 | $/kWh | Monthly average of LMP price plus base charge of $0.0079 / kWh
electric | energy |  | 0 | 0 | 6 | 6 | 22 | 24 | 0 | 4 | 0.033858 | 0.033858 | $/kWh | Monthly average of LMP price plus base charge of $0.0079 / kWh
electric | energy |  | 0 | 0 | 6 | 6 | 8 | 22 | 0 | 4 | 0.042739 | 0.042739 | $/kWh | Monthly average of LMP price plus base charge of $0.0079 / kWh
electric | energy |  | 0 | 0 | 6 | 6 | 0 | 24 | 5 | 6 | 0.033858 | 0.033858 | $/kWh | Monthly average of LMP price plus base charge of $0.0079 / kWh
electric | energy |  | 0 | 0 | 7 | 7 | 0 | 8 | 0 | 4 | 0.037473 | 0.037473 | $/kWh | Monthly average of LMP price plus base charge of $0.0079 / kWh
electric | energy |  | 0 | 0 | 7 | 7 | 22 | 24 | 0 | 4 | 0.037473 | 0.037473 | $/kWh | Monthly average of LMP price plus base charge of $0.0079 / kWh
electric | energy |  | 0 | 0 | 7 | 7 | 8 | 22 | 0 | 4 | 0.049902 | 0.049902 | $/kWh | Monthly average of LMP price plus base charge of $0.0079 / kWh
electric | energy |  | 0 | 0 | 7 | 7 | 0 | 24 | 5 | 6 | 0.037473 | 0.037473 | $/kWh | Monthly average of LMP price plus base charge of $0.0079 / kWh
electric | energy |  | 0 | 0 | 8 | 8 | 0 | 8 | 0 | 4 | 0.041839 | 0.041839 | $/kWh | Monthly average of LMP price plus base charge of $0.0079 / kWh
electric | energy |  | 0 | 0 | 8 | 8 | 22 | 24 | 0 | 4 | 0.041839 | 0.041839 | $/kWh | Monthly average of LMP price plus base charge of $0.0079 / kWh
electric | energy |  | 0 | 0 | 8 | 8 | 8 | 22 | 0 | 4 | 0.054796 | 0.054796 | $/kWh | Monthly average of LMP price plus base charge of $0.0079 / kWh
electric | energy |  | 0 | 0 | 8 | 8 | 0 | 24 | 5 | 6 | 0.041839 | 0.041839 | $/kWh | Monthly average of LMP price plus base charge of $0.0079 / kWh
electric | energy |  | 0 | 0 | 9 | 9 | 0 | 8 | 0 | 4 | 0.045309 | 0.045309 | $/kWh | Monthly average of LMP price plus base charge of $0.0079 / kWh
electric | energy |  | 0 | 0 | 9 | 9 | 22 | 24 | 0 | 4 | 0.045309 | 0.045309 | $/kWh | Monthly average of LMP price plus base charge of $0.0079 / kWh
electric | energy |  | 0 | 0 | 9 | 9 | 8 | 22 | 0 | 4 | 0.056308 | 0.056308 | $/kWh | Monthly average of LMP price plus base charge of $0.0079 / kWh
electric | energy |  | 0 | 0 | 9 | 9 | 0 | 24 | 5 | 6 | 0.045309 | 0.045309 | $/kWh | Monthly average of LMP price plus base charge of $0.0079 / kWh
electric | energy |  | 0 | 0 | 10 | 10 | 0 | 8 | 0 | 4 | 0.051257 | 0.051257 | $/kWh | Monthly average of LMP price plus base charge of $0.0079 / kWh
electric | energy |  | 0 | 0 | 10 | 10 | 22 | 24 | 0 | 4 | 0.051257 | 0.051257 | $/kWh | Monthly average of LMP price plus base charge of $0.0079 / kWh
electric | energy |  | 0 | 0 | 10 | 10 | 8 | 22 | 0 | 4 | 0.062368 | 0.062368 | $/kWh | Monthly average of LMP price plus base charge of $0.0079 / kWh
electric | energy |  | 0 | 0 | 10 | 10 | 0 | 24 | 5 | 6 | 0.051257 | 0.051257 | $/kWh | Monthly average of LMP price plus base charge of $0.0079 / kWh
electric | energy |  | 0 | 0 | 11 | 11 | 0 | 8 | 0 | 4 | 0.057464 | 0.057464 | $/kWh | Monthly average of LMP price plus base charge of $0.0079 / kWh
electric | energy |  | 0 | 0 | 11 | 11 | 22 | 24 | 0 | 4 | 0.057464 | 0.057464 | $/kWh | Monthly average of LMP price plus base charge of $0.0079 / kWh
electric | energy |  | 0 | 0 | 11 | 11 | 8 | 22 | 0 | 4 | 0.065003 | 0.065003 | $/kWh | Monthly average of LMP price plus base charge of $0.0079 / kWh
electric | energy |  | 0 | 0 | 11 | 11 | 0 | 24 | 5 | 6 | 0.057464 | 0.057464 | $/kWh | Monthly average of LMP price plus base charge of $0.0079 / kWh
electric | energy |  | 0 | 0 | 12 | 12 | 0 | 8 | 0 | 4 | 0.044908 | 0.044908 | $/kWh | Monthly average of LMP price plus base charge of $0.0079 / kWh
electric | energy |  | 0 | 0 | 12 | 12 | 22 | 24 | 0 | 4 | 0.044908 | 0.044908 | $/kWh | Monthly average of LMP price plus base charge of $0.0079 / kWh
electric | energy |  | 0 | 0 | 12 | 12 | 8 | 22 | 0 | 4 | 0.055188 | 0.055188 | $/kWh | Monthly average of LMP price plus base charge of $0.0079 / kWh
electric | energy |  | 0 | 0 | 12 | 12 | 0 | 24 | 5 | 6 | 0.044908 | 0.044908 | $/kWh | Monthly average of LMP price plus base charge of $0.0079 / kWh

## 39001666001
utility | type | period | basic_charge_limit (imperial) | basic_charge_limit (metric) | month_start | month_end | hour_start | hour_end | weekday_start | weekday_end | charge (imperial) | charge (metric) | units | Notes
electric | energy |  | 0 | 0 | 1 | 5 | 0 | 24 | 0 | 6 | 0 | 0 | $/kWh
electric | energy |  | 115 | 115 | 1 | 5 | 0 | 24 | 0 | 6 | 0.0092 | 0.0092 | $/kWh
electric | energy |  | 305 | 305 | 1 | 5 | 0 | 24 | 0 | 6 | 0.0053 | 0.0053 | $/kWh
electric | energy |  | 0 | 0 | 6 | 10 | 0 | 24 | 0 | 6 | 0 | 0 | $/kWh
electric | energy |  | 115 | 115 | 6 | 10 | 0 | 24 | 0 | 6 | 0.0115 | 0.0115 | $/kWh
electric | energy |  | 305 | 305 | 6 | 10 | 0 | 24 | 0 | 6 | 0.005 | 0.005 | $/kWh
electric | energy |  | 0 | 0 | 11 | 12 | 0 | 24 | 0 | 6 | 0 | 0 | $/kWh
electric | energy |  | 115 | 115 | 11 | 12 | 0 | 24 | 0 | 6 | 0.0092 | 0.0092 | $/kWh
electric | energy |  | 305 | 305 | 11 | 12 | 0 | 24 | 0 | 6 | 0.0053 | 0.0053 | $/kWh
electric | demand | winter1 | 0 | 0 | 1 | 5 | 0 | 24 | 0 | 6 | 7.35 | 7.35 | $/kW
electric | demand | summer | 0 | 0 | 6 | 10 | 0 | 24 | 0 | 6 | 8.15 | 8.15 | $/kW
electric | demand | winter2 | 0 | 0 | 11 | 12 | 0 | 24 | 0 | 6 | 7.35 | 7.35 | $/kW
electric | demand | winter1 | 10000 | 10000 | 1 | 5 | 0 | 24 | 0 | 6 | 7.09 | 7.09 | $/kW
electric | demand | summer | 10000 | 10000 | 6 | 10 | 0 | 24 | 0 | 6 | 7.85 | 7.85 | $/kW
electric | demand | winter2 | 10000 | 10000 | 11 | 12 | 0 | 24 | 0 | 6 | 7.09 | 7.09 | $/kW

## 48004122001
utility | type | period | basic_charge_limit (imperial) | basic_charge_limit (metric) | month_start | month_end | hour_start | hour_end | weekday_start | weekday_end | charge (imperial) | charge (metric) | units | Notes
electric | customer | [9 empty] | 51.72 | 51.72 | $/month
electric | energy |  | 0 | 0 | 1 | 12 | 0 | 24 | 0 | 6 | 0.0708 | 0.0708 | $/kWh | Assumed a fixed rate contract at August 2022 rate
electric | demand | maximum | 0 | 0 | 1 | 12 | 0 | 24 | 0 | 6 | 5.5749 | 5.5749 | $/kW
gas | customer | [9 empty] | 970.75 | 970.75 | $/month
gas | energy |  | 0 | 0 | 1 | 12 | 0 | 24 | 0 | 6 | 0.02846 | 0.010051 | $/therm or $/m3 | Converted from MMBtu to therms
gas | energy |  | 15000 | 42475.2 | 1 | 12 | 0 | 24 | 0 | 6 | 0.02075 | 0.0073278 | $/therm or $/m3
gas | energy |  | 50000 | 141584 | 1 | 12 | 0 | 24 | 0 | 6 | 0.00327 | 0.0011548 | $/therm or $/m3

## 4001318001
utility | type | period | basic_charge_limit (imperial) | basic_charge_limit (metric) | month_start | month_end | hour_start | hour_end | weekday_start | weekday_end | charge (imperial) | charge (metric) | units | Notes
electric | customer | [9 empty] | 807.57 | 807.57 | $/month
electric | demand | winter-peak1 | 0 | 0 | 1 | 4 | 5 | 9 | 0 | 4 | 1.77 | 1.77 | $/kW
electric | demand | summer-peak1 | 0 | 0 | 5 | 6 | 14 | 19 | 0 | 6 | 6.53 | 6.53 | $/kW
electric | demand | summer-super-peak | 0 | 0 | 7 | 8 | 14 | 19 | 0 | 6 | 10.13 | 10.13 | $/kW
electric | demand | summer-peak2 | 0 | 0 | 9 | 10 | 14 | 19 | 0 | 6 | 6.53 | 6.53 | $/kW
electric | demand | winter-peak2 | 0 | 0 | 11 | 12 | 5 | 9 | 0 | 4 | 1.77 | 1.77 | $/kW
electric | demand | maximum | 0 | 0 | 1 | 12 | 0 | 24 | 0 | 6 | 2.49 | 2.49 | $/kW
electric | energy |  | 0 | 0 | 1 | 4 | 0 | 5 | 0 | 4 | 0.0469 | 0.0469 | $/kWh
electric | energy |  | 0 | 0 | 1 | 4 | 5 | 9 | 0 | 4 | 0.0701 | 0.0701 | $/kWh
electric | energy |  | 0 | 0 | 1 | 4 | 9 | 17 | 0 | 4 | 0.0469 | 0.0469 | $/kWh
electric | energy |  | 0 | 0 | 1 | 4 | 17 | 21 | 0 | 4 | 0.0672 | 0.0672 | $/kWh
electric | energy |  | 0 | 0 | 1 | 4 | 21 | 24 | 0 | 4 | 0.0469 | 0.0469 | $/kWh
electric | energy |  | 0 | 0 | 1 | 4 | 0 | 24 | 5 | 6 | 0.0469 | 0.0469 | $/kWh
electric | energy |  | 0 | 0 | 5 | 6 | 0 | 11 | 0 | 6 | 0.0478 | 0.0478 | $/kWh
electric | energy |  | 0 | 0 | 5 | 6 | 11 | 14 | 0 | 6 | 0.0721 | 0.0721 | $/kWh
electric | energy |  | 0 | 0 | 5 | 6 | 14 | 19 | 0 | 6 | 0.0821 | 0.0821 | $/kWh
electric | energy |  | 0 | 0 | 5 | 6 | 19 | 23 | 0 | 6 | 0.0721 | 0.0721 | $/kWh
electric | energy |  | 0 | 0 | 5 | 6 | 23 | 24 | 0 | 6 | 0.0478 | 0.0478 | $/kWh
electric | energy |  | 0 | 0 | 7 | 8 | 0 | 11 | 0 | 6 | 0.0576 | 0.0576 | $/kWh
electric | energy |  | 0 | 0 | 7 | 8 | 11 | 14 | 0 | 6 | 0.0929 | 0.0929 | $/kWh
electric | energy |  | 0 | 0 | 7 | 8 | 14 | 19 | 0 | 6 | 0.1141 | 0.1141 | $/kWh
electric | energy |  | 0 | 0 | 7 | 8 | 19 | 23 | 0 | 6 | 0.0929 | 0.0929 | $/kWh
electric | energy |  | 0 | 0 | 7 | 8 | 23 | 24 | 0 | 6 | 0.0576 | 0.0576 | $/kWh
electric | energy |  | 0 | 0 | 9 | 10 | 0 | 11 | 0 | 6 | 0.0478 | 0.0478 | $/kWh
electric | energy |  | 0 | 0 | 9 | 10 | 11 | 14 | 0 | 6 | 0.0721 | 0.0721 | $/kWh
electric | energy |  | 0 | 0 | 9 | 10 | 14 | 19 | 0 | 6 | 0.0821 | 0.0821 | $/kWh
electric | energy |  | 0 | 0 | 9 | 10 | 19 | 23 | 0 | 6 | 0.0721 | 0.0721 | $/kWh
electric | energy |  | 0 | 0 | 9 | 10 | 23 | 24 | 0 | 6 | 0.0478 | 0.0478 | $/kWh
electric | energy |  | 0 | 0 | 11 | 12 | 0 | 5 | 0 | 4 | 0.0469 | 0.0469 | $/kWh
electric | energy |  | 0 | 0 | 11 | 12 | 5 | 9 | 0 | 4 | 0.0701 | 0.0701 | $/kWh
electric | energy |  | 0 | 0 | 11 | 12 | 9 | 17 | 0 | 4 | 0.0469 | 0.0469 | $/kWh
electric | energy |  | 0 | 0 | 11 | 12 | 17 | 21 | 0 | 4 | 0.0672 | 0.0672 | $/kWh
electric | energy |  | 0 | 0 | 11 | 12 | 21 | 24 | 0 | 4 | 0.0469 | 0.0469 | $/kWh
electric | energy |  | 0 | 0 | 11 | 12 | 0 | 24 | 5 | 6 | 0.0469 | 0.0469 | $/kWh
gas | customer | [9 empty] | 950 | 950 | $/month
gas | energy |  | 0 | 0 | 1 | 12 | 0 | 24 | 0 | 6 | 0.62851 | 0.22196 | $/therm or $/m3
gas | demand | maximum | 0 | 0 | 1 | 12 | 0 | 24 | 0 | 6 | 0.086705 | 0.03062 | $/therm/hr or $/m3/hr

## 6002041001
utility | type | period | basic_charge_limit (imperial) | basic_charge_limit (metric) | month_start | month_end | hour_start | hour_end | weekday_start | weekday_end | charge (imperial) | charge (metric) | units | Notes
electric | customer | [9 empty] | 1514.6622 | 1514.6622 | $/month | Estimated from multiplying cost of 1 meter for 1 day by 30 days
electric | demand | peak-summer | 0 | 0 | 6 | 9 | 16 | 21 | 0 | 6 | 26.8 | 26.8 | $/kW
electric | demand | part-peak-summer | 0 | 0 | 6 | 9 | 14 | 16 | 0 | 6 | 5.32 | 5.32 | $/kW
electric | demand | part-peak-summer | 0 | 0 | 6 | 9 | 21 | 23 | 0 | 6 | 5.32 | 5.32 | $/kW
electric | demand | maximum | 0 | 0 | 1 | 12 | 0 | 24 | 0 | 6 | 20.7 | 20.7 | $/kW
electric | demand | peak-winter1 | 0 | 0 | 1 | 5 | 16 | 21 | 0 | 6 | 1.78 | 1.78 | $/kW
electric | demand | peak-winter2 | 0 | 0 | 10 | 12 | 16 | 21 | 0 | 6 | 1.78 | 1.78 | $/kW
electric | energy |  | 0 | 0 | 6 | 9 | 0 | 14 | 0 | 6 | 0.09816 | 0.09816 | $/kWh
electric | energy |  | 0 | 0 | 6 | 9 | 14 | 16 | 0 | 6 | 0.11735 | 0.11735 | $/kWh
electric | energy |  | 0 | 0 | 6 | 9 | 16 | 21 | 0 | 6 | 0.14484 | 0.14484 | $/kWh
electric | energy |  | 0 | 0 | 6 | 9 | 21 | 23 | 0 | 6 | 0.11735 | 0.11735 | $/kWh
electric | energy |  | 0 | 0 | 6 | 9 | 23 | 24 | 0 | 6 | 0.09816 | 0.09816 | $/kWh
electric | energy |  | 0 | 0 | 1 | 2 | 0 | 16 | 0 | 6 | 0.09822 | 0.09822 | $/kWh
electric | energy |  | 0 | 0 | 1 | 2 | 21 | 24 | 0 | 6 | 0.09822 | 0.09822 | $/kWh
electric | energy |  | 0 | 0 | 1 | 5 | 16 | 21 | 0 | 6 | 0.12734 | 0.12734 | $/kWh
electric | energy |  | 0 | 0 | 3 | 5 | 0 | 9 | 0 | 6 | 0.09822 | 0.09822 | $/kWh
electric | energy |  | 0 | 0 | 3 | 5 | 9 | 14 | 0 | 6 | 0.0569 | 0.0569 | $/kWh
electric | energy |  | 0 | 0 | 3 | 5 | 14 | 16 | 0 | 6 | 0.09822 | 0.09822 | $/kWh
electric | energy |  | 0 | 0 | 3 | 5 | 21 | 24 | 0 | 6 | 0.09822 | 0.09822 | $/kWh
electric | energy |  | 0 | 0 | 10 | 12 | 0 | 16 | 0 | 6 | 0.09822 | 0.09822 | $/kWh
electric | energy |  | 0 | 0 | 10 | 12 | 21 | 24 | 0 | 6 | 0.09822 | 0.09822 | $/kWh
electric | energy |  | 0 | 0 | 10 | 12 | 16 | 21 | 0 | 6 | 0.12734 | 0.12734 | $/kWh
gas | customer | [9 empty] | 148.6554 | 148.6554 | $/month | Estimated from multiplying cost for 1 day by 30 days
gas | energy |  | 0 | 0 | 1 | 3 | 0 | 24 | 0 | 6 | 1.6874 | 0.59589 | $/therm or $/m3
gas | energy |  | 0 | 0 | 4 | 10 | 0 | 24 | 0 | 6 | 1.5403 | 0.54396 | $/therm or $/m3
gas | energy |  | 0 | 0 | 11 | 12 | 0 | 24 | 0 | 6 | 1.6874 | 0.59589 | $/therm or $/m3
gas | energy |  | 4000 | 11326.72 | 1 | 3 | 0 | 24 | 0 | 6 | 1.3126 | 0.46354 | $/therm or $/m3
gas | energy |  | 4000 | 11326.72 | 4 | 10 | 0 | 24 | 0 | 6 | 1.2242 | 0.43232 | $/therm or $/m3
gas | energy |  | 4000 | 11326.72 | 11 | 12 | 0 | 24 | 0 | 6 | 1.3126 | 0.46354 | $/therm or $/m3

## 36009071001
utility | type | period | basic_charge_limit (imperial) | basic_charge_limit (metric) | month_start | month_end | hour_start | hour_end | weekday_start | weekday_end | charge (imperial) | charge (metric) | units | Notes
electric | customer | [9 empty] | 2000 | 2000 | $/month
electric | demand | maximum | 0 | 0 | 1 | 12 | 0 | 24 | 0 | 6 | 10.77 | 10.77 | $/kW
electric | energy |  | 0 | 0 | 1 | 1 | 0 | 24 | 0 | 6 | 0.03088 | 0.03088 | $/kWh | Monthly average of day-head price
electric | energy |  | 0 | 0 | 2 | 2 | 0 | 24 | 0 | 6 | 0.033754 | 0.033754 | $/kWh | Monthly average of day-head price
electric | energy |  | 0 | 0 | 3 | 3 | 0 | 24 | 0 | 6 | 0.023279 | 0.023279 | $/kWh | Monthly average of day-head price
electric | energy |  | 0 | 0 | 4 | 4 | 0 | 24 | 0 | 6 | 0.025463 | 0.025463 | $/kWh | Monthly average of day-head price
electric | energy |  | 0 | 0 | 5 | 5 | 0 | 24 | 0 | 6 | 0.027886 | 0.027886 | $/kWh | Monthly average of day-head price
electric | energy |  | 0 | 0 | 6 | 6 | 0 | 24 | 0 | 6 | 0.03223 | 0.03223 | $/kWh | Monthly average of day-head price
electric | energy |  | 0 | 0 | 7 | 7 | 0 | 24 | 0 | 6 | 0.039789 | 0.039789 | $/kWh | Monthly average of day-head price
electric | energy |  | 0 | 0 | 8 | 8 | 0 | 24 | 0 | 6 | 0.046467 | 0.046467 | $/kWh | Monthly average of day-head price
electric | energy |  | 0 | 0 | 9 | 9 | 0 | 24 | 0 | 6 | 0.042815 | 0.042815 | $/kWh | Monthly average of day-head price
electric | energy |  | 0 | 0 | 10 | 10 | 0 | 24 | 0 | 6 | 0.047653 | 0.047653 | $/kWh | Monthly average of day-head price
electric | energy |  | 0 | 0 | 11 | 11 | 0 | 24 | 0 | 6 | 0.037969 | 0.037969 | $/kWh | Monthly average of day-head price
electric | energy |  | 0 | 0 | 12 | 12 | 0 | 24 | 0 | 6 | 0.038975 | 0.038975 | $/kWh | Monthly average of day-head price

## 39003369002
utility | type | period | basic_charge_limit (imperial) | basic_charge_limit (metric) | month_start | month_end | hour_start | hour_end | weekday_start | weekday_end | charge (imperial) | charge (metric) | units | Notes
electric | customer | [9 empty] | 100 | 100 | $/month
electric | energy |  | 0 | 0 | 1 | 12 | 0 | 24 | 0 | 6 | 0.034675 | 0.034675 | $/kWh | Includes Rider RE
electric | demand | maximum | 0 | 0 | 1 | 12 | 0 | 24 | 0 | 6 | 4.5704 | 4.5704 | $/kW

## 6008022002
utility | type | period | basic_charge_limit (imperial) | basic_charge_limit (metric) | month_start | month_end | hour_start | hour_end | weekday_start | weekday_end | charge (imperial) | charge (metric) | units | Notes
electric | customer | [9 empty] | 373.12 | 373.12 | $/month | Assumed 2 to 50 kV (typical primary voltage)
electric | demand | peak-summer | 0 | 0 | 6 | 9 | 16 | 21 | 0 | 4 | 22.19 | 22.19 | $/kW | Had to choose between high demand or high energy charges (Option D or Option E)
electric | demand | part-peak-winter1 | 0 | 0 | 1 | 5 | 16 | 21 | 0 | 4 | 4.69 | 4.69 | $/kW | This is hgh demand, low energy
electric | demand | part-peak-winter2 | 0 | 0 | 10 | 12 | 16 | 21 | 0 | 4 | 4.69 | 4.69 | $/kW
electric | demand | maximum | 0 | 0 | 1 | 12 | 0 | 24 | 0 | 6 | 16.97 | 16.97 | $/kW
electric | energy |  | 0 | 0 | 6 | 9 | 16 | 21 | 0 | 4 | 0.11688 | 0.11688 | $/kWh | Includes delivery and generation service
electric | energy |  | 0 | 0 | 6 | 9 | 0 | 16 | 0 | 6 | 0.08421 | 0.08421 | $/kWh | Includes delivery and generation service
electric | energy |  | 0 | 0 | 6 | 9 | 21 | 24 | 0 | 6 | 0.08421 | 0.08421 | $/kWh | Includes delivery and generation service
electric | energy |  | 0 | 0 | 6 | 9 | 16 | 21 | 5 | 6 | 0.10916 | 0.10916 | $/kWh | Includes delivery and generation service
electric | energy |  | 0 | 0 | 1 | 5 | 16 | 21 | 0 | 6 | 0.09803 | 0.09803 | $/kWh | Includes delivery and generation service
electric | energy |  | 0 | 0 | 1 | 5 | 0 | 8 | 0 | 6 | 0.08873 | 0.08873 | $/kWh | Includes delivery and generation service
electric | energy |  | 0 | 0 | 1 | 5 | 21 | 24 | 0 | 6 | 0.08873 | 0.08873 | $/kWh | Includes delivery and generation service
electric | energy |  | 0 | 0 | 1 | 5 | 8 | 16 | 0 | 6 | 0.07131 | 0.07131 | $/kWh | Includes delivery and generation service
electric | energy |  | 0 | 0 | 10 | 12 | 16 | 21 | 0 | 6 | 0.09803 | 0.09803 | $/kWh | Includes delivery and generation service
electric | energy |  | 0 | 0 | 10 | 12 | 0 | 8 | 0 | 6 | 0.08873 | 0.08873 | $/kWh | Includes delivery and generation service
electric | energy |  | 0 | 0 | 10 | 12 | 21 | 24 | 0 | 6 | 0.08873 | 0.08873 | $/kWh | Includes delivery and generation service
electric | energy |  | 0 | 0 | 10 | 12 | 8 | 16 | 0 | 6 | 0.07131 | 0.07131 | $/kWh | Includes delivery and generation service
gas | customer | [9 empty] | 14.7945 | 14.7945 | $/month | Estimated from multiplying cost of 1 meter for 1 day by 30 days
gas | energy |  | 0 | 0 | 1 | 12 | 0 | 24 | 0 | 6 | 1.6166 | 0.5709 | $/therm or $/m3
gas | energy |  | 250 | 707.92 | 1 | 12 | 0 | 24 | 0 | 6 | 1.1773 | 0.41576 | $/therm or $/m3
gas | energy |  | 4167 | 11799.6106 | 1 | 12 | 0 | 24 | 0 | 6 | 0.88276 | 0.31174 | $/therm or $/m3

## 48000004001
utility | type | period | basic_charge_limit (imperial) | basic_charge_limit (metric) | month_start | month_end | hour_start | hour_end | weekday_start | weekday_end | charge (imperial) | charge (metric) | units | Notes
electric | customer | [9 empty] | 51.72 | 51.72 | $/month
electric | demand | maximum | 0 | 0 | 1 | 12 | 0 | 24 | 0 | 6 | 5.5749 | 5.5749 | $/kW
electric | energy |  | 0 | 0 | 1 | 12 | 0 | 24 | 0 | 6 | 0.0708 | 0.0708 | $/kWh | Assumed a fixed rate contract at August 2022 rate

## 8000070001
utility | type | period | basic_charge_limit (imperial) | basic_charge_limit (metric) | month_start | month_end | hour_start | hour_end | weekday_start | weekday_end | charge (imperial) | charge (metric) | units | Notes
electric | customer | [9 empty] | 346.29 | 346.29 | $/month
electric | energy |  | 0 | 0 | 1 | 12 | 0 | 13 | 0 | 4 | 0.02783 | 0.02783 | $/kWh | Includes Electricity Commodity Adjustment (ECA)
electric | energy |  | 0 | 0 | 1 | 12 | 13 | 19 | 0 | 4 | 0.04527 | 0.04527 | $/kWh
electric | energy |  | 0 | 0 | 1 | 12 | 19 | 24 | 0 | 4 | 0.02783 | 0.02783 | $/kWh
electric | energy |  | 0 | 0 | 1 | 12 | 0 | 24 | 5 | 6 | 0.02783 | 0.02783 | $/kWh
electric | demand | winter1 | 0 | 0 | 1 | 5 | 0 | 24 | 0 | 6 | 9.55 | 9.55 | $/kW
electric | demand | summer | 0 | 0 | 6 | 9 | 0 | 24 | 0 | 6 | 14.26 | 14.26 | $/kW
electric | demand | winter2 | 0 | 0 | 10 | 12 | 0 | 24 | 0 | 6 | 9.55 | 9.55 | $/kW
electric | demand | maximum | 0 | 0 | 1 | 12 | 0 | 24 | 0 | 6 | 5.88 | 5.88 | $/kW | Includes DSMCA, PCCA, and TCA
gas | customer | [9 empty] | 136.22 | 136.22 | $/month
gas | energy |  | 0 | 0 | 1 | 12 | 0 | 24 | 0 | 6 | 0.02759 | 0.0097433 | $/therm or $/m3
gas | demand | maximum | 0 | 0 | 1 | 12 | 0 | 24 | 0 | 6 | 1.1 | 0.38846 | $/therm/hr or $/m3/hr

## 24000001001
utility | type | period | basic_charge_limit (imperial) | basic_charge_limit (metric) | month_start | month_end | hour_start | hour_end | weekday_start | weekday_end | charge (imperial) | charge (metric) | units | Notes
electric | customer | [9 empty] | 600 | 600 | $/month
electric | energy |  | 0 | 0 | 1 | 5 | 0 | 7 | 0 | 4 | 0.05727 | 0.05727 | $/kWh
electric | energy |  | 0 | 0 | 1 | 5 | 7 | 11 | 0 | 4 | 0.08667 | 0.08667 | $/kWh
electric | energy |  | 0 | 0 | 1 | 5 | 11 | 17 | 0 | 4 | 0.07888 | 0.07888 | $/kWh
electric | energy |  | 0 | 0 | 1 | 5 | 17 | 21 | 0 | 4 | 0.08667 | 0.08667 | $/kWh
electric | energy |  | 0 | 0 | 1 | 5 | 21 | 24 | 0 | 4 | 0.05727 | 0.05727 | $/kWh
electric | energy |  | 0 | 0 | 1 | 5 | 0 | 24 | 5 | 6 | 0.05727 | 0.05727 | $/kWh
electric | energy |  | 0 | 0 | 6 | 9 | 0 | 7 | 0 | 4 | 0.05727 | 0.05727 | $/kWh
electric | energy |  | 0 | 0 | 6 | 9 | 7 | 10 | 0 | 4 | 0.07888 | 0.07888 | $/kWh
electric | energy |  | 0 | 0 | 6 | 9 | 10 | 20 | 0 | 4 | 0.08667 | 0.08667 | $/kWh
electric | energy |  | 0 | 0 | 6 | 9 | 20 | 23 | 0 | 4 | 0.07888 | 0.07888 | $/kWh
electric | energy |  | 0 | 0 | 6 | 9 | 23 | 24 | 0 | 4 | 0.05727 | 0.05727 | $/kWh
electric | energy |  | 0 | 0 | 6 | 9 | 0 | 24 | 5 | 6 | 0.05727 | 0.05727 | $/kWh
electric | energy |  | 0 | 0 | 10 | 12 | 0 | 7 | 0 | 4 | 0.05727 | 0.05727 | $/kWh
electric | energy |  | 0 | 0 | 10 | 12 | 7 | 11 | 0 | 4 | 0.07888 | 0.07888 | $/kWh
electric | energy |  | 0 | 0 | 10 | 12 | 11 | 17 | 0 | 4 | 0.08667 | 0.08667 | $/kWh
electric | energy |  | 0 | 0 | 10 | 12 | 17 | 21 | 0 | 4 | 0.07888 | 0.07888 | $/kWh
electric | energy |  | 0 | 0 | 10 | 12 | 21 | 24 | 0 | 4 | 0.05727 | 0.05727 | $/kWh
electric | energy |  | 0 | 0 | 10 | 12 | 0 | 24 | 5 | 6 | 0.05727 | 0.05727 | $/kWh
electric | demand | maximum | 0 | 0 | 1 | 12 | 0 | 24 | 0 | 6 | 7.04 | 7.04 | $/kW
gas | customer | [9 empty] | 101.3 | 101.3 | $/month
gas | energy |  | 0 | 0 | 1 | 12 | 0 | 24 | 0 | 6 | 0.5363 | 0.18939 | $/therm or $/m3
gas | energy |  | 10000 | 28316.8 | 1 | 12 | 0 | 24 | 0 | 6 | 0.2851 | 0.10068 | $/therm or $/m3

## 42005016001
utility | type | period | basic_charge_limit (imperial) | basic_charge_limit (metric) | month_start | month_end | hour_start | hour_end | weekday_start | weekday_end | charge (imperial) | charge (metric) | units | Notes
electric | customer | [9 empty] | 41800 | 41800 | $/month
electric | energy |  | 0 | 0 | 1 | 1 | 0 | 24 | 0 | 6 | 0.023898 | 0.023898 | $/kWh | Monthly average of LMP
electric | energy |  | 0 | 0 | 2 | 2 | 0 | 24 | 0 | 6 | 0.036047 | 0.036047 | $/kWh | Monthly average of LMP
electric | energy |  | 0 | 0 | 3 | 3 | 0 | 24 | 0 | 6 | 0.024471 | 0.024471 | $/kWh | Monthly average of LMP
electric | energy |  | 0 | 0 | 4 | 4 | 0 | 24 | 0 | 6 | 0.025445 | 0.025445 | $/kWh | Monthly average of LMP
electric | energy |  | 0 | 0 | 5 | 5 | 0 | 24 | 0 | 6 | 0.027086 | 0.027086 | $/kWh | Monthly average of LMP
electric | energy |  | 0 | 0 | 6 | 6 | 0 | 24 | 0 | 6 | 0.032238 | 0.032238 | $/kWh | Monthly average of LMP
electric | energy |  | 0 | 0 | 7 | 7 | 0 | 24 | 0 | 6 | 0.034457 | 0.034457 | $/kWh | Monthly average of LMP
electric | energy |  | 0 | 0 | 8 | 8 | 0 | 24 | 0 | 6 | 0.042882 | 0.042882 | $/kWh | Monthly average of LMP
electric | energy |  | 0 | 0 | 9 | 9 | 0 | 24 | 0 | 6 | 0.045682 | 0.045682 | $/kWh | Monthly average of LMP
electric | energy |  | 0 | 0 | 10 | 10 | 0 | 24 | 0 | 6 | 0.058583 | 0.058583 | $/kWh | Monthly average of LMP
electric | energy |  | 0 | 0 | 11 | 11 | 0 | 24 | 0 | 6 | 0.065018 | 0.065018 | $/kWh | Monthly average of LMP
electric | energy |  | 0 | 0 | 12 | 12 | 0 | 24 | 0 | 6 | 0.036457 | 0.036457 | $/kWh | Monthly average of LMP
electric | demand | maximum | 0 | 0 | 1 | 12 | 0 | 24 | 0 | 6 | 0 | 0 | $/kW | No demand charges until 5000 kW is reached
electric | demand | maximum | 5000 | 5000 | 1 | 12 | 0 | 24 | 0 | 6 | 16.63 | 16.63 | $/kW

## 6005009001
utility | type | period | basic_charge_limit (imperial) | basic_charge_limit (metric) | month_start | month_end | hour_start | hour_end | weekday_start | weekday_end | charge (imperial) | charge (metric) | units | Notes
electric | customer | [9 empty] | 1514.6622 | 1514.6622 | $/month | Estimated from multiplying cost of 1 meter for 1 day by 30 days
electric | demand | peak-summer | 0 | 0 | 6 | 9 | 16 | 21 | 0 | 6 | 26.8 | 26.8 | $/kW
electric | demand | part-peak-summer | 0 | 0 | 6 | 9 | 14 | 16 | 0 | 6 | 5.32 | 5.32 | $/kW
electric | demand | part-peak-summer | 0 | 0 | 6 | 9 | 21 | 23 | 0 | 6 | 5.32 | 5.32 | $/kW
electric | demand | maximum | 0 | 0 | 1 | 12 | 0 | 24 | 0 | 6 | 20.7 | 20.7 | $/kW
electric | demand | peak-winter1 | 0 | 0 | 1 | 5 | 16 | 21 | 0 | 6 | 1.78 | 1.78 | $/kW
electric | demand | peak-winter2 | 0 | 0 | 10 | 12 | 16 | 21 | 0 | 6 | 1.78 | 1.78 | $/kW
electric | energy |  | 0 | 0 | 6 | 9 | 0 | 14 | 0 | 6 | 0.09816 | 0.09816 | $/kWh
electric | energy |  | 0 | 0 | 6 | 9 | 14 | 16 | 0 | 6 | 0.11735 | 0.11735 | $/kWh
electric | energy |  | 0 | 0 | 6 | 9 | 16 | 21 | 0 | 6 | 0.14484 | 0.14484 | $/kWh
electric | energy |  | 0 | 0 | 6 | 9 | 21 | 23 | 0 | 6 | 0.11735 | 0.11735 | $/kWh
electric | energy |  | 0 | 0 | 6 | 9 | 23 | 24 | 0 | 6 | 0.09816 | 0.09816 | $/kWh
electric | energy |  | 0 | 0 | 1 | 2 | 0 | 16 | 0 | 6 | 0.09822 | 0.09822 | $/kWh
electric | energy |  | 0 | 0 | 1 | 2 | 21 | 24 | 0 | 6 | 0.09822 | 0.09822 | $/kWh
electric | energy |  | 0 | 0 | 1 | 5 | 16 | 21 | 0 | 6 | 0.12734 | 0.12734 | $/kWh
electric | energy |  | 0 | 0 | 3 | 5 | 0 | 9 | 0 | 6 | 0.09822 | 0.09822 | $/kWh
electric | energy |  | 0 | 0 | 3 | 5 | 9 | 14 | 0 | 6 | 0.0569 | 0.0569 | $/kWh
electric | energy |  | 0 | 0 | 3 | 5 | 14 | 16 | 0 | 6 | 0.09822 | 0.09822 | $/kWh
electric | energy |  | 0 | 0 | 3 | 5 | 21 | 24 | 0 | 6 | 0.09822 | 0.09822 | $/kWh
electric | energy |  | 0 | 0 | 10 | 12 | 0 | 16 | 0 | 6 | 0.09822 | 0.09822 | $/kWh
electric | energy |  | 0 | 0 | 10 | 12 | 21 | 24 | 0 | 6 | 0.09822 | 0.09822 | $/kWh
electric | energy |  | 0 | 0 | 10 | 12 | 16 | 21 | 0 | 6 | 0.12734 | 0.12734 | $/kWh
gas | customer | [9 empty] | 148.6554 | 148.6554 | $/month | Estimated from multiplying cost for 1 day by 30 days
gas | energy |  | 0 | 0 | 1 | 3 | 0 | 24 | 0 | 6 | 1.6874 | 0.59589 | $/therm or $/m3
gas | energy |  | 0 | 0 | 4 | 10 | 0 | 24 | 0 | 6 | 1.5403 | 0.54396 | $/therm or $/m3
gas | energy |  | 0 | 0 | 11 | 12 | 0 | 24 | 0 | 6 | 1.6874 | 0.59589 | $/therm or $/m3
gas | energy |  | 4000 | 11326.72 | 1 | 3 | 0 | 24 | 0 | 6 | 1.3126 | 0.46354 | $/therm or $/m3
gas | energy |  | 4000 | 11326.72 | 4 | 10 | 0 | 24 | 0 | 6 | 1.2242 | 0.43232 | $/therm or $/m3
gas | energy |  | 4000 | 11326.72 | 11 | 12 | 0 | 24 | 0 | 6 | 1.3126 | 0.46354 | $/therm or $/m3

## 6002121001
utility | type | period | basic_charge_limit (imperial) | basic_charge_limit (metric) | month_start | month_end | hour_start | hour_end | weekday_start | weekday_end | charge (imperial) | charge (metric) | units | Notes
electric | customer | [9 empty] | 1514.6622 | 1514.6622 | $/month | Estimated from multiplying cost of 1 meter for 1 day by 30 days
electric | demand | peak-summer | 0 | 0 | 6 | 9 | 16 | 21 | 0 | 6 | 26.8 | 26.8 | $/kW
electric | demand | part-peak-summer | 0 | 0 | 6 | 9 | 14 | 16 | 0 | 6 | 5.32 | 5.32 | $/kW
electric | demand | part-peak-summer | 0 | 0 | 6 | 9 | 21 | 23 | 0 | 6 | 5.32 | 5.32 | $/kW
electric | demand | maximum | 0 | 0 | 1 | 12 | 0 | 24 | 0 | 6 | 20.7 | 20.7 | $/kW
electric | demand | peak-winter1 | 0 | 0 | 1 | 5 | 16 | 21 | 0 | 6 | 1.78 | 1.78 | $/kW
electric | demand | peak-winter2 | 0 | 0 | 10 | 12 | 16 | 21 | 0 | 6 | 1.78 | 1.78 | $/kW
electric | energy |  | 0 | 0 | 6 | 9 | 0 | 14 | 0 | 6 | 0.09816 | 0.09816 | $/kWh
electric | energy |  | 0 | 0 | 6 | 9 | 14 | 16 | 0 | 6 | 0.11735 | 0.11735 | $/kWh
electric | energy |  | 0 | 0 | 6 | 9 | 16 | 21 | 0 | 6 | 0.14484 | 0.14484 | $/kWh
electric | energy |  | 0 | 0 | 6 | 9 | 21 | 23 | 0 | 6 | 0.11735 | 0.11735 | $/kWh
electric | energy |  | 0 | 0 | 6 | 9 | 23 | 24 | 0 | 6 | 0.09816 | 0.09816 | $/kWh
electric | energy |  | 0 | 0 | 1 | 2 | 0 | 16 | 0 | 6 | 0.09822 | 0.09822 | $/kWh
electric | energy |  | 0 | 0 | 1 | 2 | 21 | 24 | 0 | 6 | 0.09822 | 0.09822 | $/kWh
electric | energy |  | 0 | 0 | 1 | 5 | 16 | 21 | 0 | 6 | 0.12734 | 0.12734 | $/kWh
electric | energy |  | 0 | 0 | 3 | 5 | 0 | 9 | 0 | 6 | 0.09822 | 0.09822 | $/kWh
electric | energy |  | 0 | 0 | 3 | 5 | 9 | 14 | 0 | 6 | 0.0569 | 0.0569 | $/kWh
electric | energy |  | 0 | 0 | 3 | 5 | 14 | 16 | 0 | 6 | 0.09822 | 0.09822 | $/kWh
electric | energy |  | 0 | 0 | 3 | 5 | 21 | 24 | 0 | 6 | 0.09822 | 0.09822 | $/kWh
electric | energy |  | 0 | 0 | 10 | 12 | 0 | 16 | 0 | 6 | 0.09822 | 0.09822 | $/kWh
electric | energy |  | 0 | 0 | 10 | 12 | 21 | 24 | 0 | 6 | 0.09822 | 0.09822 | $/kWh
electric | energy |  | 0 | 0 | 10 | 12 | 16 | 21 | 0 | 6 | 0.12734 | 0.12734 | $/kWh
gas | customer | [9 empty] | 148.6554 | 148.6554 | $/month | Estimated from multiplying cost for 1 day by 30 days
gas | energy |  | 0 | 0 | 1 | 3 | 0 | 24 | 0 | 6 | 1.6874 | 0.59589 | $/therm or $/m3
gas | energy |  | 0 | 0 | 4 | 10 | 0 | 24 | 0 | 6 | 1.5403 | 0.54396 | $/therm or $/m3
gas | energy |  | 0 | 0 | 11 | 12 | 0 | 24 | 0 | 6 | 1.6874 | 0.59589 | $/therm or $/m3
gas | energy |  | 4000 | 11326.72 | 1 | 3 | 0 | 24 | 0 | 6 | 1.3126 | 0.46354 | $/therm or $/m3
gas | energy |  | 4000 | 11326.72 | 4 | 10 | 0 | 24 | 0 | 6 | 1.2242 | 0.43232 | $/therm or $/m3
gas | energy |  | 4000 | 11326.72 | 11 | 12 | 0 | 24 | 0 | 6 | 1.3126 | 0.46354 | $/therm or $/m3

## 36002001012
utility | type | period | basic_charge_limit (imperial) | basic_charge_limit (metric) | month_start | month_end | hour_start | hour_end | weekday_start | weekday_end | charge (imperial) | charge (metric) | units | Notes
gas | energy |  | 0 | 0 | 1 | 12 | 0 | 24 | 0 | 6 | 250 | 88.2868 | $/therm or $/m3
gas | energy |  | 10 | 28.3168 | 1 | 12 | 0 | 24 | 0 | 6 | 0.2632 | 0.092948 | $/therm or $/m3
electric | customer | [9 empty] | 143.09 | 143.09 | $/month
electric | demand | winter-peak1 | 0 | 0 | 1 | 5 | 8 | 22 | 0 | 4 | 13.96 | 13.96 | $/kW
electric | demand | winter-all-hours1 | 0 | 0 | 1 | 5 | 0 | 24 | 0 | 6 | 4.21 | 4.21 | $/kW
electric | demand | summer-peak | 0 | 0 | 6 | 9 | 8 | 22 | 0 | 4 | 18.44 | 18.44 | $/kW
electric | demand | summer-super-peak | 0 | 0 | 6 | 9 | 8 | 18 | 0 | 4 | 9.15 | 9.15 | $/kW
electric | demand | summer-all-hours | 0 | 0 | 6 | 9 | 0 | 24 | 0 | 6 | 16.66 | 16.66 | $/kW
electric | demand | winter-peak2 | 0 | 0 | 10 | 12 | 8 | 22 | 0 | 4 | 13.96 | 13.96 | $/kW
electric | demand | winter-all-hours2 | 0 | 0 | 10 | 12 | 0 | 24 | 0 | 6 | 4.21 | 4.21 | $/kW
electric | energy |  | 0 | 0 | 1 | 1 | 0 | 8 | 0 | 4 | 0.044678 | 0.044678 | $/kWh | Monthly average of LMP price plus base charge of $0.0079 / kWh
electric | energy |  | 0 | 0 | 1 | 1 | 22 | 24 | 0 | 4 | 0.044678 | 0.044678 | $/kWh | Monthly average of LMP price plus base charge of $0.0079 / kWh
electric | energy |  | 0 | 0 | 1 | 1 | 8 | 22 | 0 | 4 | 0.044254 | 0.044254 | $/kWh | Monthly average of LMP price plus base charge of $0.0079 / kWh
electric | energy |  | 0 | 0 | 1 | 1 | 0 | 24 | 5 | 6 | 0.044678 | 0.044678 | $/kWh | Monthly average of LMP price plus base charge of $0.0079 / kWh
electric | energy |  | 0 | 0 | 2 | 2 | 0 | 8 | 0 | 4 | 0.055976 | 0.055976 | $/kWh | Monthly average of LMP price plus base charge of $0.0079 / kWh
electric | energy |  | 0 | 0 | 2 | 2 | 22 | 24 | 0 | 4 | 0.055976 | 0.055976 | $/kWh | Monthly average of LMP price plus base charge of $0.0079 / kWh
electric | energy |  | 0 | 0 | 2 | 2 | 8 | 22 | 0 | 4 | 0.07268 | 0.07268 | $/kWh | Monthly average of LMP price plus base charge of $0.0079 / kWh
electric | energy |  | 0 | 0 | 2 | 2 | 0 | 24 | 5 | 6 | 0.055976 | 0.055976 | $/kWh | Monthly average of LMP price plus base charge of $0.0079 / kWh
electric | energy |  | 0 | 0 | 3 | 3 | 0 | 8 | 0 | 4 | 0.034728 | 0.034728 | $/kWh | Monthly average of LMP price plus base charge of $0.0079 / kWh
electric | energy |  | 0 | 0 | 3 | 3 | 22 | 24 | 0 | 4 | 0.034728 | 0.034728 | $/kWh | Monthly average of LMP price plus base charge of $0.0079 / kWh
electric | energy |  | 0 | 0 | 3 | 3 | 8 | 22 | 0 | 4 | 0.037299 | 0.037299 | $/kWh | Monthly average of LMP price plus base charge of $0.0079 / kWh
electric | energy |  | 0 | 0 | 3 | 3 | 0 | 24 | 5 | 6 | 0.034728 | 0.034728 | $/kWh | Monthly average of LMP price plus base charge of $0.0079 / kWh
electric | energy |  | 0 | 0 | 4 | 4 | 0 | 8 | 0 | 4 | 0.02936 | 0.02936 | $/kWh | Monthly average of LMP price plus base charge of $0.0079 / kWh
electric | energy |  | 0 | 0 | 4 | 4 | 22 | 24 | 0 | 4 | 0.02936 | 0.02936 | $/kWh | Monthly average of LMP price plus base charge of $0.0079 / kWh
electric | energy |  | 0 | 0 | 4 | 4 | 8 | 22 | 0 | 4 | 0.032452 | 0.032452 | $/kWh | Monthly average of LMP price plus base charge of $0.0079 / kWh
electric | energy |  | 0 | 0 | 4 | 4 | 0 | 24 | 5 | 6 | 0.02936 | 0.02936 | $/kWh | Monthly average of LMP price plus base charge of $0.0079 / kWh
electric | energy |  | 0 | 0 | 5 | 5 | 0 | 8 | 0 | 4 | 0.028972 | 0.028972 | $/kWh | Monthly average of LMP price plus base charge of $0.0079 / kWh
electric | energy |  | 0 | 0 | 5 | 5 | 22 | 24 | 0 | 4 | 0.028972 | 0.028972 | $/kWh | Monthly average of LMP price plus base charge of $0.0079 / kWh
electric | energy |  | 0 | 0 | 5 | 5 | 8 | 22 | 0 | 4 | 0.034007 | 0.034007 | $/kWh | Monthly average of LMP price plus base charge of $0.0079 / kWh
electric | energy |  | 0 | 0 | 5 | 5 | 0 | 24 | 5 | 6 | 0.028972 | 0.028972 | $/kWh | Monthly average of LMP price plus base charge of $0.0079 / kWh
electric | energy |  | 0 | 0 | 6 | 6 | 0 | 8 | 0 | 4 | 0.033858 | 0.033858 | $/kWh | Monthly average of LMP price plus base charge of $0.0079 / kWh
electric | energy |  | 0 | 0 | 6 | 6 | 22 | 24 | 0 | 4 | 0.033858 | 0.033858 | $/kWh | Monthly average of LMP price plus base charge of $0.0079 / kWh
electric | energy |  | 0 | 0 | 6 | 6 | 8 | 22 | 0 | 4 | 0.042739 | 0.042739 | $/kWh | Monthly average of LMP price plus base charge of $0.0079 / kWh
electric | energy |  | 0 | 0 | 6 | 6 | 0 | 24 | 5 | 6 | 0.033858 | 0.033858 | $/kWh | Monthly average of LMP price plus base charge of $0.0079 / kWh
electric | energy |  | 0 | 0 | 7 | 7 | 0 | 8 | 0 | 4 | 0.037473 | 0.037473 | $/kWh | Monthly average of LMP price plus base charge of $0.0079 / kWh
electric | energy |  | 0 | 0 | 7 | 7 | 22 | 24 | 0 | 4 | 0.037473 | 0.037473 | $/kWh | Monthly average of LMP price plus base charge of $0.0079 / kWh
electric | energy |  | 0 | 0 | 7 | 7 | 8 | 22 | 0 | 4 | 0.049902 | 0.049902 | $/kWh | Monthly average of LMP price plus base charge of $0.0079 / kWh
electric | energy |  | 0 | 0 | 7 | 7 | 0 | 24 | 5 | 6 | 0.037473 | 0.037473 | $/kWh | Monthly average of LMP price plus base charge of $0.0079 / kWh
electric | energy |  | 0 | 0 | 8 | 8 | 0 | 8 | 0 | 4 | 0.041839 | 0.041839 | $/kWh | Monthly average of LMP price plus base charge of $0.0079 / kWh
electric | energy |  | 0 | 0 | 8 | 8 | 22 | 24 | 0 | 4 | 0.041839 | 0.041839 | $/kWh | Monthly average of LMP price plus base charge of $0.0079 / kWh
electric | energy |  | 0 | 0 | 8 | 8 | 8 | 22 | 0 | 4 | 0.054796 | 0.054796 | $/kWh | Monthly average of LMP price plus base charge of $0.0079 / kWh
electric | energy |  | 0 | 0 | 8 | 8 | 0 | 24 | 5 | 6 | 0.041839 | 0.041839 | $/kWh | Monthly average of LMP price plus base charge of $0.0079 / kWh
electric | energy |  | 0 | 0 | 9 | 9 | 0 | 8 | 0 | 4 | 0.045309 | 0.045309 | $/kWh | Monthly average of LMP price plus base charge of $0.0079 / kWh
electric | energy |  | 0 | 0 | 9 | 9 | 22 | 24 | 0 | 4 | 0.045309 | 0.045309 | $/kWh | Monthly average of LMP price plus base charge of $0.0079 / kWh
electric | energy |  | 0 | 0 | 9 | 9 | 8 | 22 | 0 | 4 | 0.056308 | 0.056308 | $/kWh | Monthly average of LMP price plus base charge of $0.0079 / kWh
electric | energy |  | 0 | 0 | 9 | 9 | 0 | 24 | 5 | 6 | 0.045309 | 0.045309 | $/kWh | Monthly average of LMP price plus base charge of $0.0079 / kWh
electric | energy |  | 0 | 0 | 10 | 10 | 0 | 8 | 0 | 4 | 0.051257 | 0.051257 | $/kWh | Monthly average of LMP price plus base charge of $0.0079 / kWh
electric | energy |  | 0 | 0 | 10 | 10 | 22 | 24 | 0 | 4 | 0.051257 | 0.051257 | $/kWh | Monthly average of LMP price plus base charge of $0.0079 / kWh
electric | energy |  | 0 | 0 | 10 | 10 | 8 | 22 | 0 | 4 | 0.062368 | 0.062368 | $/kWh | Monthly average of LMP price plus base charge of $0.0079 / kWh
electric | energy |  | 0 | 0 | 10 | 10 | 0 | 24 | 5 | 6 | 0.051257 | 0.051257 | $/kWh | Monthly average of LMP price plus base charge of $0.0079 / kWh
electric | energy |  | 0 | 0 | 11 | 11 | 0 | 8 | 0 | 4 | 0.057464 | 0.057464 | $/kWh | Monthly average of LMP price plus base charge of $0.0079 / kWh
electric | energy |  | 0 | 0 | 11 | 11 | 22 | 24 | 0 | 4 | 0.057464 | 0.057464 | $/kWh | Monthly average of LMP price plus base charge of $0.0079 / kWh
electric | energy |  | 0 | 0 | 11 | 11 | 8 | 22 | 0 | 4 | 0.065003 | 0.065003 | $/kWh | Monthly average of LMP price plus base charge of $0.0079 / kWh
electric | energy |  | 0 | 0 | 11 | 11 | 0 | 24 | 5 | 6 | 0.057464 | 0.057464 | $/kWh | Monthly average of LMP price plus base charge of $0.0079 / kWh
electric | energy |  | 0 | 0 | 12 | 12 | 0 | 8 | 0 | 4 | 0.044908 | 0.044908 | $/kWh | Monthly average of LMP price plus base charge of $0.0079 / kWh
electric | energy |  | 0 | 0 | 12 | 12 | 22 | 24 | 0 | 4 | 0.044908 | 0.044908 | $/kWh | Monthly average of LMP price plus base charge of $0.0079 / kWh
electric | energy |  | 0 | 0 | 12 | 12 | 8 | 22 | 0 | 4 | 0.055188 | 0.055188 | $/kWh | Monthly average of LMP price plus base charge of $0.0079 / kWh
electric | energy |  | 0 | 0 | 12 | 12 | 0 | 24 | 5 | 6 | 0.044908 | 0.044908 | $/kWh | Monthly average of LMP price plus base charge of $0.0079 / kWh

## 39001666002
utility | type | period | basic_charge_limit (imperial) | basic_charge_limit (metric) | month_start | month_end | hour_start | hour_end | weekday_start | weekday_end | charge (imperial) | charge (metric) | units | Notes
electric | customer | [9 empty] | 150 | 150 | $/month
electric | demand | maximum | 0 | 0 | 1 | 12 | 0 | 24 | 0 | 6 | 3.1365 | 3.1365 | $/kW | Includes Delivery Capital Recovery Rider
electric | energy |  | 0 | 0 | 1 | 5 | 0 | 6 | 0 | 4 | 0.038788 | 0.038788 | $/kWh | Includes Riders GCR, TSA, GEN, and Fuel
electric | energy |  | 0 | 0 | 1 | 5 | 6 | 12 | 0 | 4 | 0.051719 | 0.051719 | $/kWh | Time-of-day option selected for Rider GEN
electric | energy |  | 0 | 0 | 1 | 5 | 12 | 18 | 0 | 4 | 0.063071 | 0.063071 | $/kWh
electric | energy |  | 0 | 0 | 1 | 5 | 18 | 22 | 0 | 4 | 0.051719 | 0.051719 | $/kWh
electric | energy |  | 0 | 0 | 1 | 5 | 22 | 24 | 0 | 4 | 0.038788 | 0.038788 | $/kWh
electric | energy |  | 0 | 0 | 6 | 8 | 0 | 6 | 0 | 4 | 0.045877 | 0.045877 | $/kWh
electric | energy |  | 0 | 0 | 6 | 8 | 6 | 12 | 0 | 4 | 0.055368 | 0.055368 | $/kWh
electric | energy |  | 0 | 0 | 6 | 8 | 12 | 18 | 0 | 4 | 0.077251 | 0.077251 | $/kWh
electric | energy |  | 0 | 0 | 6 | 8 | 18 | 22 | 0 | 4 | 0.055368 | 0.055368 | $/kWh
electric | energy |  | 0 | 0 | 6 | 8 | 22 | 24 | 0 | 4 | 0.045877 | 0.045877 | $/kWh
electric | energy |  | 0 | 0 | 9 | 12 | 0 | 6 | 0 | 4 | 0.038788 | 0.038788 | $/kWh
electric | energy |  | 0 | 0 | 9 | 12 | 6 | 12 | 0 | 4 | 0.051719 | 0.051719 | $/kWh
electric | energy |  | 0 | 0 | 9 | 12 | 12 | 18 | 0 | 4 | 0.063071 | 0.063071 | $/kWh
electric | energy |  | 0 | 0 | 9 | 12 | 18 | 22 | 0 | 4 | 0.051719 | 0.051719 | $/kWh
electric | energy |  | 0 | 0 | 9 | 12 | 22 | 24 | 0 | 4 | 0.038788 | 0.038788 | $/kWh
electric | energy |  | 0 | 0 | 1 | 5 | 0 | 24 | 5 | 6 | 0.038788 | 0.038788 | $/kWh
electric | energy |  | 0 | 0 | 6 | 8 | 0 | 24 | 5 | 6 | 0.045877 | 0.045877 | $/kWh
electric | energy |  | 0 | 0 | 9 | 12 | 0 | 24 | 5 | 6 | 0.038788 | 0.038788 | $/kWh

## 34002065001
utility | type | period | basic_charge_limit (imperial) | basic_charge_limit (metric) | month_start | month_end | hour_start | hour_end | weekday_start | weekday_end | charge (imperial) | charge (metric) | units | Notes
electric | customer | [9 empty] | 52.56 | 52.56 | $/month
electric | demand | maximum | 0 | 0 | 1 | 12 | 0 | 24 | 0 | 6 | 1.86 | 1.86 | $/kW
electric | demand | winter | 0 | 0 | 1 | 5 | 8 | 20 | 0 | 4 | 5.09 | 5.09 | $/kW
electric | demand | summer | 0 | 0 | 6 | 9 | 8 | 20 | 0 | 4 | 5.48 | 5.48 | $/kW
electric | demand | winter | 0 | 0 | 10 | 12 | 8 | 20 | 0 | 4 | 5.09 | 5.09 | $/kW
electric | energy |  | 0 | 0 | 1 | 1 | 0 | 8 | 0 | 4 | 0.027671 | 0.027671 | $/kWh | Monthly average of LMP plus base charge of $0.009275 / kWh
electric | energy |  | 0 | 0 | 1 | 1 | 20 | 24 | 0 | 4 | 0.027671 | 0.027671 | $/kWh | Monthly average of LMP plus base charge of $0.009275 / kWh
electric | energy |  | 0 | 0 | 1 | 1 | 8 | 20 | 0 | 4 | 0.03017 | 0.03017 | $/kWh | Monthly average of LMP plus base charge of $0.009275 / kWh
electric | energy |  | 0 | 0 | 1 | 1 | 0 | 24 | 5 | 6 | 0.027671 | 0.027671 | $/kWh | Monthly average of LMP plus base charge of $0.009275 / kWh
electric | energy |  | 0 | 0 | 2 | 2 | 0 | 8 | 0 | 4 | 0.038993 | 0.038993 | $/kWh | Monthly average of LMP plus base charge of $0.009275 / kWh
electric | energy |  | 0 | 0 | 2 | 2 | 20 | 24 | 0 | 4 | 0.038993 | 0.038993 | $/kWh | Monthly average of LMP plus base charge of $0.009275 / kWh
electric | energy |  | 0 | 0 | 2 | 2 | 8 | 20 | 0 | 4 | 0.044693 | 0.044693 | $/kWh | Monthly average of LMP plus base charge of $0.009275 / kWh
electric | energy |  | 0 | 0 | 2 | 2 | 0 | 24 | 5 | 6 | 0.038993 | 0.038993 | $/kWh | Monthly average of LMP plus base charge of $0.009275 / kWh
electric | energy |  | 0 | 0 | 3 | 3 | 0 | 8 | 0 | 4 | 0.031873 | 0.031873 | $/kWh | Monthly average of LMP plus base charge of $0.009275 / kWh
electric | energy |  | 0 | 0 | 3 | 3 | 20 | 24 | 0 | 4 | 0.031873 | 0.031873 | $/kWh | Monthly average of LMP plus base charge of $0.009275 / kWh
electric | energy |  | 0 | 0 | 3 | 3 | 8 | 20 | 0 | 4 | 0.030666 | 0.030666 | $/kWh | Monthly average of LMP plus base charge of $0.009275 / kWh
electric | energy |  | 0 | 0 | 3 | 3 | 0 | 24 | 5 | 6 | 0.031873 | 0.031873 | $/kWh | Monthly average of LMP plus base charge of $0.009275 / kWh
electric | energy |  | 0 | 0 | 4 | 4 | 0 | 8 | 0 | 4 | 0.030023 | 0.030023 | $/kWh | Monthly average of LMP plus base charge of $0.009275 / kWh
electric | energy |  | 0 | 0 | 4 | 4 | 20 | 24 | 0 | 4 | 0.030023 | 0.030023 | $/kWh | Monthly average of LMP plus base charge of $0.009275 / kWh
electric | energy |  | 0 | 0 | 4 | 4 | 8 | 20 | 0 | 4 | 0.029529 | 0.029529 | $/kWh | Monthly average of LMP plus base charge of $0.009275 / kWh
electric | energy |  | 0 | 0 | 4 | 4 | 0 | 24 | 5 | 6 | 0.030023 | 0.030023 | $/kWh | Monthly average of LMP plus base charge of $0.009275 / kWh
electric | energy |  | 0 | 0 | 5 | 5 | 0 | 8 | 0 | 4 | 0.029604 | 0.029604 | $/kWh | Monthly average of LMP plus base charge of $0.009275 / kWh
electric | energy |  | 0 | 0 | 5 | 5 | 20 | 24 | 0 | 4 | 0.029604 | 0.029604 | $/kWh | Monthly average of LMP plus base charge of $0.009275 / kWh
electric | energy |  | 0 | 0 | 5 | 5 | 8 | 20 | 0 | 4 | 0.033252 | 0.033252 | $/kWh | Monthly average of LMP plus base charge of $0.009275 / kWh
electric | energy |  | 0 | 0 | 5 | 5 | 0 | 24 | 5 | 6 | 0.029604 | 0.029604 | $/kWh | Monthly average of LMP plus base charge of $0.009275 / kWh
electric | energy |  | 0 | 0 | 6 | 6 | 0 | 8 | 0 | 4 | 0.031483 | 0.031483 | $/kWh | Monthly average of LMP plus base charge of $0.009275 / kWh
electric | energy |  | 0 | 0 | 6 | 6 | 20 | 24 | 0 | 4 | 0.031483 | 0.031483 | $/kWh | Monthly average of LMP plus base charge of $0.009275 / kWh
electric | energy |  | 0 | 0 | 6 | 6 | 8 | 20 | 0 | 4 | 0.037065 | 0.037065 | $/kWh | Monthly average of LMP plus base charge of $0.009275 / kWh
electric | energy |  | 0 | 0 | 6 | 6 | 0 | 24 | 5 | 6 | 0.031483 | 0.031483 | $/kWh | Monthly average of LMP plus base charge of $0.009275 / kWh
electric | energy |  | 0 | 0 | 7 | 7 | 0 | 8 | 0 | 4 | 0.034741 | 0.034741 | $/kWh | Monthly average of LMP plus base charge of $0.009275 / kWh
electric | energy |  | 0 | 0 | 7 | 7 | 20 | 24 | 0 | 4 | 0.034741 | 0.034741 | $/kWh | Monthly average of LMP plus base charge of $0.009275 / kWh
electric | energy |  | 0 | 0 | 7 | 7 | 8 | 20 | 0 | 4 | 0.041895 | 0.041895 | $/kWh | Monthly average of LMP plus base charge of $0.009275 / kWh
electric | energy |  | 0 | 0 | 7 | 7 | 0 | 24 | 5 | 6 | 0.034741 | 0.034741 | $/kWh | Monthly average of LMP plus base charge of $0.009275 / kWh
electric | energy |  | 0 | 0 | 8 | 8 | 0 | 8 | 0 | 4 | 0.038827 | 0.038827 | $/kWh | Monthly average of LMP plus base charge of $0.009275 / kWh
electric | energy |  | 0 | 0 | 8 | 8 | 20 | 24 | 0 | 4 | 0.038827 | 0.038827 | $/kWh | Monthly average of LMP plus base charge of $0.009275 / kWh
electric | energy |  | 0 | 0 | 8 | 8 | 8 | 20 | 0 | 4 | 0.049131 | 0.049131 | $/kWh | Monthly average of LMP plus base charge of $0.009275 / kWh
electric | energy |  | 0 | 0 | 8 | 8 | 0 | 24 | 5 | 6 | 0.038827 | 0.038827 | $/kWh | Monthly average of LMP plus base charge of $0.009275 / kWh
electric | energy |  | 0 | 0 | 9 | 9 | 0 | 8 | 0 | 4 | 0.041703 | 0.041703 | $/kWh | Monthly average of LMP plus base charge of $0.009275 / kWh
electric | energy |  | 0 | 0 | 9 | 9 | 20 | 24 | 0 | 4 | 0.041703 | 0.041703 | $/kWh | Monthly average of LMP plus base charge of $0.009275 / kWh
electric | energy |  | 0 | 0 | 9 | 9 | 8 | 20 | 0 | 4 | 0.050164 | 0.050164 | $/kWh | Monthly average of LMP plus base charge of $0.009275 / kWh
electric | energy |  | 0 | 0 | 9 | 9 | 0 | 24 | 5 | 6 | 0.041703 | 0.041703 | $/kWh | Monthly average of LMP plus base charge of $0.009275 / kWh
electric | energy |  | 0 | 0 | 10 | 10 | 0 | 8 | 0 | 4 | 0.052183 | 0.052183 | $/kWh | Monthly average of LMP plus base charge of $0.009275 / kWh
electric | energy |  | 0 | 0 | 10 | 10 | 20 | 24 | 0 | 4 | 0.052183 | 0.052183 | $/kWh | Monthly average of LMP plus base charge of $0.009275 / kWh
electric | energy |  | 0 | 0 | 10 | 10 | 8 | 20 | 0 | 4 | 0.056453 | 0.056453 | $/kWh | Monthly average of LMP plus base charge of $0.009275 / kWh
electric | energy |  | 0 | 0 | 10 | 10 | 0 | 24 | 5 | 6 | 0.052183 | 0.052183 | $/kWh | Monthly average of LMP plus base charge of $0.009275 / kWh
electric | energy |  | 0 | 0 | 11 | 11 | 0 | 8 | 0 | 4 | 0.05479 | 0.05479 | $/kWh | Monthly average of LMP plus base charge of $0.009275 / kWh
electric | energy |  | 0 | 0 | 11 | 11 | 20 | 24 | 0 | 4 | 0.05479 | 0.05479 | $/kWh | Monthly average of LMP plus base charge of $0.009275 / kWh
electric | energy |  | 0 | 0 | 11 | 11 | 8 | 20 | 0 | 4 | 0.057025 | 0.057025 | $/kWh | Monthly average of LMP plus base charge of $0.009275 / kWh
electric | energy |  | 0 | 0 | 11 | 11 | 0 | 24 | 5 | 6 | 0.05479 | 0.05479 | $/kWh | Monthly average of LMP plus base charge of $0.009275 / kWh
electric | energy |  | 0 | 0 | 12 | 12 | 0 | 8 | 0 | 4 | 0.037062 | 0.037062 | $/kWh | Monthly average of LMP plus base charge of $0.009275 / kWh
electric | energy |  | 0 | 0 | 12 | 12 | 20 | 24 | 0 | 4 | 0.037062 | 0.037062 | $/kWh | Monthly average of LMP plus base charge of $0.009275 / kWh
electric | energy |  | 0 | 0 | 12 | 12 | 8 | 20 | 0 | 4 | 0.042263 | 0.042263 | $/kWh | Monthly average of LMP plus base charge of $0.009275 / kWh
electric | energy |  | 0 | 0 | 12 | 12 | 0 | 24 | 5 | 6 | 0.037062 | 0.037062 | $/kWh | Monthly average of LMP plus base charge of $0.009275 / kWh
gas | customer | [9 empty] | 17.75 | 17.75 | $/month
gas | energy |  | 0 | 0 | 1 | 12 | 0 | 24 | 0 | 6 | 0.32506 | 0.11479 | $/therm or $/m3

## 6009031001
utility | type | period | basic_charge_limit (imperial) | basic_charge_limit (metric) | month_start | month_end | hour_start | hour_end | weekday_start | weekday_end | charge (imperial) | charge (metric) | units | Notes
electric | customer | [9 empty] | 63.95 | 63.95 | $/month
electric | energy |  | 0 | 0 | 1 | 5 | 0 | 6 | 0 | 4 | 0.08575 | 0.08575 | $/kWh | Includes Schedule EECC for generation
electric | energy |  | 0 | 0 | 1 | 3 | 6 | 16 | 0 | 4 | 0.10988 | 0.10988 | $/kWh | Includes Schedule EECC for generation
electric | energy |  | 0 | 0 | 1 | 5 | 16 | 21 | 0 | 6 | 0.19314 | 0.19314 | $/kWh | Includes Schedule EECC for generation
electric | energy |  | 0 | 0 | 1 | 5 | 21 | 24 | 0 | 6 | 0.10988 | 0.10988 | $/kWh | Includes Schedule EECC for generation
electric | energy |  | 0 | 0 | 1 | 5 | 0 | 14 | 5 | 6 | 0.08575 | 0.08575 | $/kWh | Includes Schedule EECC for generation
electric | energy |  | 0 | 0 | 1 | 5 | 14 | 16 | 5 | 6 | 0.10988 | 0.10988 | $/kWh | Includes Schedule EECC for generation
electric | energy |  | 0 | 0 | 3 | 4 | 6 | 10 | 0 | 4 | 0.10988 | 0.10988 | $/kWh | Includes Schedule EECC for generation
electric | energy |  | 0 | 0 | 3 | 4 | 10 | 14 | 0 | 4 | 0.08575 | 0.08575 | $/kWh | Includes Schedule EECC for generation
electric | energy |  | 0 | 0 | 3 | 4 | 14 | 16 | 0 | 4 | 0.10988 | 0.10988 | $/kWh | Includes Schedule EECC for generation
electric | energy |  | 0 | 0 | 5 | 5 | 6 | 16 | 0 | 4 | 0.10988 | 0.10988 | $/kWh | Includes Schedule EECC for generation
electric | energy |  | 0 | 0 | 6 | 10 | 0 | 6 | 0 | 4 | 0.09395 | 0.09395 | $/kWh | Includes Schedule EECC for generation
electric | energy |  | 0 | 0 | 6 | 10 | 6 | 16 | 0 | 4 | 0.11304 | 0.11304 | $/kWh | Includes Schedule EECC for generation
electric | energy |  | 0 | 0 | 6 | 10 | 16 | 21 | 0 | 6 | 0.18181 | 0.18181 | $/kWh | Includes Schedule EECC for generation
electric | energy |  | 0 | 0 | 6 | 10 | 21 | 24 | 0 | 6 | 0.11304 | 0.11304 | $/kWh | Includes Schedule EECC for generation
electric | energy |  | 0 | 0 | 6 | 10 | 0 | 14 | 5 | 6 | 0.09395 | 0.09395 | $/kWh | Includes Schedule EECC for generation
electric | energy |  | 0 | 0 | 6 | 10 | 14 | 16 | 5 | 6 | 0.11304 | 0.11304 | $/kWh | Includes Schedule EECC for generation
electric | energy |  | 0 | 0 | 11 | 12 | 0 | 6 | 0 | 4 | 0.08575 | 0.08575 | $/kWh | Includes Schedule EECC for generation
electric | energy |  | 0 | 0 | 11 | 12 | 6 | 16 | 0 | 4 | 0.10988 | 0.10988 | $/kWh | Includes Schedule EECC for generation
electric | energy |  | 0 | 0 | 11 | 12 | 16 | 21 | 0 | 6 | 0.19314 | 0.19314 | $/kWh | Includes Schedule EECC for generation
electric | energy |  | 0 | 0 | 11 | 12 | 21 | 24 | 0 | 6 | 0.10988 | 0.10988 | $/kWh | Includes Schedule EECC for generation
electric | energy |  | 0 | 0 | 11 | 12 | 0 | 14 | 5 | 6 | 0.08575 | 0.08575 | $/kWh | Includes Schedule EECC for generation
electric | energy |  | 0 | 0 | 11 | 12 | 14 | 16 | 5 | 6 | 0.10988 | 0.10988 | $/kWh | Includes Schedule EECC for generation
electric | demand | maximum | 0 | 0 | 1 | 12 | 0 | 24 | 0 | 6 | 27.46 | 27.46 | $/kW
electric | demand | summer-peak | 0 | 0 | 1 | 5 | 16 | 21 | 0 | 6 | 23.12 | 23.12 | $/kW
electric | demand | summer-peak | 0 | 0 | 6 | 10 | 16 | 21 | 0 | 6 | 35.81 | 35.81 | $/kW | Includes Schedule EECC for generation
electric | demand | winter-peak | 0 | 0 | 11 | 12 | 16 | 21 | 0 | 6 | 23.12 | 23.12 | $/kW
gas | customer | [9 empty] | 10 | 10 | $/month
gas | energy |  | 0 | 0 | 1 | 12 | 0 | 24 | 0 | 6 | 1.3103 | 0.46274 | $/therm or $/m3
gas | energy |  | 1000 | 2831.68 | 1 | 12 | 0 | 24 | 0 | 6 | 1.058 | 0.37363 | $/therm or $/m3
gas | energy |  | 21000 | 59465.28 | 1 | 12 | 0 | 24 | 0 | 6 | 0.98671 | 0.34845 | $/therm or $/m3

## 42000094001
utility | type | period | basic_charge_limit (imperial) | basic_charge_limit (metric) | month_start | month_end | hour_start | hour_end | weekday_start | weekday_end | charge (imperial) | charge (metric) | units | Notes
electric | customer | [9 empty] | 295.95 | 295.95 | $/month | Rate-PD (Primary Distribution Power)
electric | energy |  | 0 | 0 | 1 | 1 | 0 | 24 | 0 | 6 | 0.022696 | 0.022696 | $/kWh | Monthly average of LMP plus base charge of $0.0006 / kWh
electric | energy |  | 0 | 0 | 2 | 2 | 0 | 24 | 0 | 6 | 0.03662 | 0.03662 | $/kWh | Monthly average of LMP plus base charge of $0.0006 / kWh
electric | energy |  | 0 | 0 | 3 | 3 | 0 | 24 | 0 | 6 | 0.021243 | 0.021243 | $/kWh | Monthly average of LMP plus base charge of $0.0006 / kWh
electric | energy |  | 0 | 0 | 4 | 4 | 0 | 24 | 0 | 6 | 0.020392 | 0.020392 | $/kWh | Monthly average of LMP plus base charge of $0.0006 / kWh
electric | energy |  | 0 | 0 | 5 | 5 | 0 | 24 | 0 | 6 | 0.023659 | 0.023659 | $/kWh | Monthly average of LMP plus base charge of $0.0006 / kWh
electric | energy |  | 0 | 0 | 6 | 6 | 0 | 24 | 0 | 6 | 0.028273 | 0.028273 | $/kWh | Monthly average of LMP plus base charge of $0.0006 / kWh
electric | energy |  | 0 | 0 | 7 | 7 | 0 | 24 | 0 | 6 | 0.033143 | 0.033143 | $/kWh | Monthly average of LMP plus base charge of $0.0006 / kWh
electric | energy |  | 0 | 0 | 8 | 8 | 0 | 24 | 0 | 6 | 0.04073 | 0.04073 | $/kWh | Monthly average of LMP plus base charge of $0.0006 / kWh
electric | energy |  | 0 | 0 | 9 | 9 | 0 | 24 | 0 | 6 | 0.040832 | 0.040832 | $/kWh | Monthly average of LMP plus base charge of $0.0006 / kWh
electric | energy |  | 0 | 0 | 10 | 10 | 0 | 24 | 0 | 6 | 0.044302 | 0.044302 | $/kWh | Monthly average of LMP plus base charge of $0.0006 / kWh
electric | energy |  | 0 | 0 | 11 | 11 | 0 | 24 | 0 | 6 | 0.045461 | 0.045461 | $/kWh | Monthly average of LMP plus base charge of $0.0006 / kWh
electric | energy |  | 0 | 0 | 12 | 12 | 0 | 24 | 0 | 6 | 0.033584 | 0.033584 | $/kWh | Monthly average of LMP plus base charge of $0.0006 / kWh
electric | demand | maximum | 0 | 0 | 1 | 12 | 0 | 24 | 0 | 6 | 7.89 | 7.89 | $/kW

## 42000094002
utility | type | period | basic_charge_limit (imperial) | basic_charge_limit (metric) | month_start | month_end | hour_start | hour_end | weekday_start | weekday_end | charge (imperial) | charge (metric) | units | Notes
electric | customer | [9 empty] | 295.95 | 295.95 | $/month | Rate-PD (Primary Distribution Power)
electric | energy |  | 0 | 0 | 1 | 1 | 0 | 24 | 0 | 6 | 0.022696 | 0.022696 | $/kWh | Monthly average of LMP plus base charge of $0.0006 / kWh
electric | energy |  | 0 | 0 | 2 | 2 | 0 | 24 | 0 | 6 | 0.03662 | 0.03662 | $/kWh | Monthly average of LMP plus base charge of $0.0006 / kWh
electric | energy |  | 0 | 0 | 3 | 3 | 0 | 24 | 0 | 6 | 0.021243 | 0.021243 | $/kWh | Monthly average of LMP plus base charge of $0.0006 / kWh
electric | energy |  | 0 | 0 | 4 | 4 | 0 | 24 | 0 | 6 | 0.020392 | 0.020392 | $/kWh | Monthly average of LMP plus base charge of $0.0006 / kWh
electric | energy |  | 0 | 0 | 5 | 5 | 0 | 24 | 0 | 6 | 0.023659 | 0.023659 | $/kWh | Monthly average of LMP plus base charge of $0.0006 / kWh
electric | energy |  | 0 | 0 | 6 | 6 | 0 | 24 | 0 | 6 | 0.028273 | 0.028273 | $/kWh | Monthly average of LMP plus base charge of $0.0006 / kWh
electric | energy |  | 0 | 0 | 7 | 7 | 0 | 24 | 0 | 6 | 0.033143 | 0.033143 | $/kWh | Monthly average of LMP plus base charge of $0.0006 / kWh
electric | energy |  | 0 | 0 | 8 | 8 | 0 | 24 | 0 | 6 | 0.04073 | 0.04073 | $/kWh | Monthly average of LMP plus base charge of $0.0006 / kWh
electric | energy |  | 0 | 0 | 9 | 9 | 0 | 24 | 0 | 6 | 0.040832 | 0.040832 | $/kWh | Monthly average of LMP plus base charge of $0.0006 / kWh
electric | energy |  | 0 | 0 | 10 | 10 | 0 | 24 | 0 | 6 | 0.044302 | 0.044302 | $/kWh | Monthly average of LMP plus base charge of $0.0006 / kWh
electric | energy |  | 0 | 0 | 11 | 11 | 0 | 24 | 0 | 6 | 0.045461 | 0.045461 | $/kWh | Monthly average of LMP plus base charge of $0.0006 / kWh
electric | energy |  | 0 | 0 | 12 | 12 | 0 | 24 | 0 | 6 | 0.033584 | 0.033584 | $/kWh | Monthly average of LMP plus base charge of $0.0006 / kWh
electric | demand | maximum | 0 | 0 | 1 | 12 | 0 | 24 | 0 | 6 | 7.89 | 7.89 | $/kW
gas | customer | [9 empty] | 73.6 | 73.6 | $/month
gas | energy |  | 0 | 0 | 1 | 12 | 0 | 24 | 0 | 6 | 0.82595 | 0.29168 | $/therm or $/m3

## 27000001001
utility | type | period | basic_charge_limit (imperial) | basic_charge_limit (metric) | month_start | month_end | hour_start | hour_end | weekday_start | weekday_end | charge (imperial) | charge (metric) | units | Notes
electric | customer | [9 empty] | 29.64 | 29.64 | $/month
electric | demand | winter-peak1 | 0 | 0 | 1 | 5 | 9 | 21 | 0 | 4 | 10.49 | 10.49 | $/kW
electric | demand | summer-peak | 0 | 0 | 6 | 9 | 9 | 21 | 0 | 4 | 14.79 | 14.79 | $/kW
electric | demand | winter-peak2 | 0 | 0 | 10 | 12 | 9 | 21 | 0 | 4 | 10.49 | 10.49 | $/kW
electric | demand | maximum | 0 | 0 | 1 | 12 | 0 | 24 | 0 | 6 | 1.55 | 1.55 | $/kW
electric | energy |  | 0 | 0 | 1 | 12 | 0 | 9 | 0 | 4 | 0.04095 | 0.04095 | $/kWh | Includes Fuel Clause Charge
electric | energy |  | 0 | 0 | 1 | 12 | 9 | 21 | 0 | 4 | 0.07589 | 0.07589 | $/kWh | Includes Fuel Clause Charge
electric | energy |  | 0 | 0 | 1 | 12 | 21 | 24 | 0 | 4 | 0.04095 | 0.04095 | $/kWh | Includes Fuel Clause Charge
electric | energy |  | 0 | 0 | 1 | 12 | 21 | 24 | 5 | 6 | 0.04095 | 0.04095 | $/kWh | Includes Fuel Clause Charge
electric | energy |  | 0 | 0 | 2 | 2 | 0 | 9 | 0 | 4 | 0.04333 | 0.04333 | $/kWh | Includes Fuel Clause Charge
electric | energy |  | 0 | 0 | 2 | 2 | 9 | 21 | 0 | 4 | 0.07956 | 0.07956 | $/kWh | Includes Fuel Clause Charge
electric | energy |  | 0 | 0 | 2 | 2 | 21 | 24 | 0 | 4 | 0.04333 | 0.04333 | $/kWh | Includes Fuel Clause Charge
electric | energy |  | 0 | 0 | 2 | 2 | 21 | 24 | 5 | 6 | 0.04333 | 0.04333 | $/kWh | Includes Fuel Clause Charge
electric | energy |  | 0 | 0 | 3 | 3 | 0 | 9 | 0 | 4 | 0.04416 | 0.04416 | $/kWh | Includes Fuel Clause Charge
electric | energy |  | 0 | 0 | 3 | 3 | 9 | 21 | 0 | 4 | 0.08082 | 0.08082 | $/kWh | Includes Fuel Clause Charge
electric | energy |  | 0 | 0 | 3 | 3 | 21 | 24 | 0 | 4 | 0.04416 | 0.04416 | $/kWh | Includes Fuel Clause Charge
electric | energy |  | 0 | 0 | 3 | 3 | 21 | 24 | 5 | 6 | 0.04416 | 0.04416 | $/kWh | Includes Fuel Clause Charge
electric | energy |  | 0 | 0 | 4 | 4 | 0 | 9 | 0 | 4 | 0.04528 | 0.04528 | $/kWh | Includes Fuel Clause Charge
electric | energy |  | 0 | 0 | 4 | 4 | 9 | 21 | 0 | 4 | 0.0825 | 0.0825 | $/kWh | Includes Fuel Clause Charge
electric | energy |  | 0 | 0 | 4 | 4 | 21 | 24 | 0 | 4 | 0.04528 | 0.04528 | $/kWh | Includes Fuel Clause Charge
electric | energy |  | 0 | 0 | 4 | 4 | 21 | 24 | 5 | 6 | 0.04528 | 0.04528 | $/kWh | Includes Fuel Clause Charge
electric | energy |  | 0 | 0 | 5 | 5 | 0 | 9 | 0 | 4 | 0.04833 | 0.04833 | $/kWh | Includes Fuel Clause Charge
electric | energy |  | 0 | 0 | 5 | 5 | 9 | 21 | 0 | 4 | 0.0872 | 0.0872 | $/kWh | Includes Fuel Clause Charge
electric | energy |  | 0 | 0 | 5 | 5 | 21 | 24 | 0 | 4 | 0.04833 | 0.04833 | $/kWh | Includes Fuel Clause Charge
electric | energy |  | 0 | 0 | 5 | 5 | 21 | 24 | 5 | 6 | 0.04833 | 0.04833 | $/kWh | Includes Fuel Clause Charge
electric | energy |  | 0 | 0 | 6 | 6 | 0 | 9 | 0 | 4 | 0.05138 | 0.05138 | $/kWh | Includes Fuel Clause Charge
electric | energy |  | 0 | 0 | 6 | 6 | 9 | 21 | 0 | 4 | 0.09188 | 0.09188 | $/kWh | Includes Fuel Clause Charge
electric | energy |  | 0 | 0 | 6 | 6 | 21 | 24 | 0 | 4 | 0.05138 | 0.05138 | $/kWh | Includes Fuel Clause Charge
electric | energy |  | 0 | 0 | 6 | 6 | 21 | 24 | 5 | 6 | 0.05138 | 0.05138 | $/kWh | Includes Fuel Clause Charge
electric | energy |  | 0 | 0 | 7 | 7 | 0 | 9 | 0 | 4 | 0.04712 | 0.04712 | $/kWh | Includes Fuel Clause Charge
electric | energy |  | 0 | 0 | 7 | 7 | 9 | 21 | 0 | 4 | 0.08536 | 0.08536 | $/kWh | Includes Fuel Clause Charge
electric | energy |  | 0 | 0 | 7 | 7 | 21 | 24 | 0 | 4 | 0.04712 | 0.04712 | $/kWh | Includes Fuel Clause Charge
electric | energy |  | 0 | 0 | 7 | 7 | 21 | 24 | 5 | 6 | 0.04712 | 0.04712 | $/kWh | Includes Fuel Clause Charge
electric | energy |  | 0 | 0 | 8 | 8 | 0 | 9 | 0 | 4 | 0.04652 | 0.04652 | $/kWh | Includes Fuel Clause Charge
electric | energy |  | 0 | 0 | 8 | 8 | 9 | 21 | 0 | 4 | 0.08446 | 0.08446 | $/kWh | Includes Fuel Clause Charge
electric | energy |  | 0 | 0 | 8 | 8 | 21 | 24 | 0 | 4 | 0.04652 | 0.04652 | $/kWh | Includes Fuel Clause Charge
electric | energy |  | 0 | 0 | 8 | 8 | 21 | 24 | 5 | 6 | 0.04652 | 0.04652 | $/kWh | Includes Fuel Clause Charge
electric | energy |  | 0 | 0 | 9 | 9 | 0 | 9 | 0 | 4 | 0.04698 | 0.04698 | $/kWh | Includes Fuel Clause Charge
electric | energy |  | 0 | 0 | 9 | 9 | 9 | 21 | 0 | 4 | 0.08513 | 0.08513 | $/kWh | Includes Fuel Clause Charge
electric | energy |  | 0 | 0 | 9 | 9 | 21 | 24 | 0 | 4 | 0.04698 | 0.04698 | $/kWh | Includes Fuel Clause Charge
electric | energy |  | 0 | 0 | 9 | 9 | 21 | 24 | 5 | 6 | 0.04698 | 0.04698 | $/kWh | Includes Fuel Clause Charge
electric | energy |  | 0 | 0 | 10 | 10 | 0 | 9 | 0 | 4 | 0.04747 | 0.04747 | $/kWh | Includes Fuel Clause Charge
electric | energy |  | 0 | 0 | 10 | 10 | 9 | 21 | 0 | 4 | 0.08588 | 0.08588 | $/kWh | Includes Fuel Clause Charge
electric | energy |  | 0 | 0 | 10 | 10 | 21 | 24 | 0 | 4 | 0.04747 | 0.04747 | $/kWh | Includes Fuel Clause Charge
electric | energy |  | 0 | 0 | 10 | 10 | 21 | 24 | 5 | 6 | 0.04747 | 0.04747 | $/kWh | Includes Fuel Clause Charge
electric | energy |  | 0 | 0 | 11 | 11 | 0 | 9 | 0 | 4 | 0.04538 | 0.04538 | $/kWh | Includes Fuel Clause Charge
electric | energy |  | 0 | 0 | 11 | 11 | 9 | 21 | 0 | 4 | 0.08269 | 0.08269 | $/kWh | Includes Fuel Clause Charge
electric | energy |  | 0 | 0 | 11 | 11 | 21 | 24 | 0 | 4 | 0.04538 | 0.04538 | $/kWh | Includes Fuel Clause Charge
electric | energy |  | 0 | 0 | 11 | 11 | 21 | 24 | 5 | 6 | 0.04538 | 0.04538 | $/kWh | Includes Fuel Clause Charge
electric | energy |  | 0 | 0 | 12 | 12 | 0 | 9 | 0 | 4 | 0.04381 | 0.04381 | $/kWh | Includes Fuel Clause Charge
electric | energy |  | 0 | 0 | 12 | 12 | 9 | 21 | 0 | 4 | 0.08029 | 0.08029 | $/kWh | Includes Fuel Clause Charge
electric | energy |  | 0 | 0 | 12 | 12 | 21 | 24 | 0 | 4 | 0.04381 | 0.04381 | $/kWh | Includes Fuel Clause Charge
electric | energy |  | 0 | 0 | 12 | 12 | 21 | 24 | 5 | 6 | 0.04381 | 0.04381 | $/kWh | Includes Fuel Clause Charge

## 55003100001
utility | type | period | basic_charge_limit (imperial) | basic_charge_limit (metric) | month_start | month_end | hour_start | hour_end | weekday_start | weekday_end | charge (imperial) | charge (metric) | units | Notes
electric | customer | [9 empty] | 592.803 | 592.803 | $/month
electric | energy |  | 0 | 0 | 1 | 5 | 10 | 22 | 0 | 4 | 0.07541 | 0.07541 | $/kWh | Includes cost of fuel adjustment
electric | energy |  | 0 | 0 | 6 | 9 | 10 | 22 | 0 | 4 | 0.08672 | 0.08672 | $/kWh | Includes cost of fuel adjustment
electric | energy |  | 0 | 0 | 10 | 12 | 10 | 22 | 0 | 4 | 0.07541 | 0.07541 | $/kWh | Includes cost of fuel adjustment
electric | energy |  | 0 | 0 | 1 | 12 | 0 | 10 | 0 | 4 | 0.05792 | 0.05792 | $/kWh | Includes cost of fuel adjustment
electric | energy |  | 0 | 0 | 1 | 12 | 22 | 24 | 0 | 4 | 0.05792 | 0.05792 | $/kWh | Includes cost of fuel adjustment
electric | energy |  | 0 | 0 | 1 | 12 | 0 | 24 | 5 | 6 | 0.05792 | 0.05792 | $/kWh | Includes cost of fuel adjustment
electric | demand | winter-peak1 | 0 | 0 | 1 | 5 | 10 | 22 | 0 | 4 | 12.733 | 12.733 | $/kW
electric | demand | summer-peak | 0 | 0 | 6 | 9 | 10 | 22 | 0 | 4 | 17.699 | 17.699 | $/kW
electric | demand | winter-peak2 | 0 | 0 | 10 | 12 | 10 | 22 | 0 | 4 | 12.733 | 12.733 | $/kW
electric | demand | maximum | 0 | 0 | 1 | 12 | 0 | 24 | 0 | 6 | 2.25 | 2.25 | $/kW
gas | customer | [9 empty] | 450 | 450 | $/month | Estimated from multiplying cost for 1 day by 30 days
gas | energy |  | 0 | 0 | 1 | 12 | 0 | 24 | 0 | 6 | 0.486 | 0.17163 | $/therm or $/m3

## 17000721009
utility | type | period | basic_charge_limit (imperial) | basic_charge_limit (metric) | month_start | month_end | hour_start | hour_end | weekday_start | weekday_end | charge (imperial) | charge (metric) | units | Notes
electric | customer | [9 empty] | 1199.8 | 1199.8 | $/month | Extra Large Load Delivery Class
electric | energy |  | 0 | 0 | 1 | 1 | 0 | 24 | 0 | 6 | 0.025678 | 0.025678 | $/kWh | Monthly average of day-ahead price plus base charge of $0.00121 / kWh
electric | energy |  | 0 | 0 | 2 | 2 | 0 | 24 | 0 | 6 | 0.04577 | 0.04577 | $/kWh | Monthly average of day-ahead price plus base charge of $0.00121 / kWh
electric | energy |  | 0 | 0 | 3 | 3 | 0 | 24 | 0 | 6 | 0.023946 | 0.023946 | $/kWh | Monthly average of day-ahead price plus base charge of $0.00121 / kWh
electric | energy |  | 0 | 0 | 4 | 4 | 0 | 24 | 0 | 6 | 0.027786 | 0.027786 | $/kWh | Monthly average of day-ahead price plus base charge of $0.00121 / kWh
electric | energy |  | 0 | 0 | 5 | 5 | 0 | 24 | 0 | 6 | 0.027636 | 0.027636 | $/kWh | Monthly average of day-ahead price plus base charge of $0.00121 / kWh
electric | energy |  | 0 | 0 | 6 | 6 | 0 | 24 | 0 | 6 | 0.033779 | 0.033779 | $/kWh | Monthly average of day-ahead price plus base charge of $0.00121 / kWh
electric | energy |  | 0 | 0 | 7 | 7 | 0 | 24 | 0 | 6 | 0.033779 | 0.033779 | $/kWh | Monthly average of day-ahead price plus base charge of $0.00121 / kWh
electric | energy |  | 0 | 0 | 8 | 8 | 0 | 24 | 0 | 6 | 0.044827 | 0.044827 | $/kWh | Monthly average of day-ahead price plus base charge of $0.00121 / kWh
electric | energy |  | 0 | 0 | 9 | 9 | 0 | 24 | 0 | 6 | 0.045797 | 0.045797 | $/kWh | Monthly average of day-ahead price plus base charge of $0.00121 / kWh
electric | energy |  | 0 | 0 | 10 | 10 | 0 | 24 | 0 | 6 | 0.057059 | 0.057059 | $/kWh | Monthly average of day-ahead price plus base charge of $0.00121 / kWh
electric | energy |  | 0 | 0 | 11 | 11 | 0 | 24 | 0 | 6 | 0.051392 | 0.051392 | $/kWh | Monthly average of day-ahead price plus base charge of $0.00121 / kWh
electric | energy |  | 0 | 0 | 12 | 12 | 0 | 24 | 0 | 6 | 0.034097 | 0.034097 | $/kWh | Monthly average of day-ahead price plus base charge of $0.00121 / kWh
electric | demand | maximum | 0 | 0 | 1 | 12 | 0 | 24 | 0 | 6 | 7.64 | 7.64 | $/kW | Rate DSPP

## 36002001001
utility | type | period | basic_charge_limit (imperial) | basic_charge_limit (metric) | month_start | month_end | hour_start | hour_end | weekday_start | weekday_end | charge (imperial) | charge (metric) | units | Notes
gas | energy |  | 0 | 0 | 1 | 12 | 0 | 24 | 0 | 6 | 32.9 | 11.6185 | $/therm or $/m3
gas | energy |  | 3 | 8.495 | 1 | 12 | 0 | 24 | 0 | 6 | 0.9223 | 0.32571 | $/therm or $/m3
gas | energy |  | 90 | 254.8512 | 1 | 12 | 0 | 24 | 0 | 6 | 0.484 | 0.17092 | $/therm or $/m3
gas | energy |  | 3000 | 8495.04 | 1 | 12 | 0 | 24 | 0 | 6 | 0.3335 | 0.11777 | $/therm or $/m3
electric | customer | [9 empty] | 143.09 | 143.09 | $/month
electric | demand | winter-peak1 | 0 | 0 | 1 | 5 | 8 | 22 | 0 | 4 | 13.96 | 13.96 | $/kW
electric | demand | winter-all-hours1 | 0 | 0 | 1 | 5 | 0 | 24 | 0 | 6 | 4.21 | 4.21 | $/kW
electric | demand | summer-peak | 0 | 0 | 6 | 9 | 8 | 22 | 0 | 4 | 18.44 | 18.44 | $/kW
electric | demand | summer-super-peak | 0 | 0 | 6 | 9 | 8 | 18 | 0 | 4 | 9.15 | 9.15 | $/kW
electric | demand | summer-all-hours | 0 | 0 | 6 | 9 | 0 | 24 | 0 | 6 | 16.66 | 16.66 | $/kW
electric | demand | winter-peak2 | 0 | 0 | 10 | 12 | 8 | 22 | 0 | 4 | 13.96 | 13.96 | $/kW
electric | demand | winter-all-hours2 | 0 | 0 | 10 | 12 | 0 | 24 | 0 | 6 | 4.21 | 4.21 | $/kW
electric | energy |  | 0 | 0 | 1 | 1 | 0 | 8 | 0 | 4 | 0.044678 | 0.044678 | $/kWh | Monthly average of LMP price plus base charge of $0.0079 / kWh
electric | energy |  | 0 | 0 | 1 | 1 | 22 | 24 | 0 | 4 | 0.044678 | 0.044678 | $/kWh | Monthly average of LMP price plus base charge of $0.0079 / kWh
electric | energy |  | 0 | 0 | 1 | 1 | 8 | 22 | 0 | 4 | 0.044254 | 0.044254 | $/kWh | Monthly average of LMP price plus base charge of $0.0079 / kWh
electric | energy |  | 0 | 0 | 1 | 1 | 0 | 24 | 5 | 6 | 0.044678 | 0.044678 | $/kWh | Monthly average of LMP price plus base charge of $0.0079 / kWh
electric | energy |  | 0 | 0 | 2 | 2 | 0 | 8 | 0 | 4 | 0.055976 | 0.055976 | $/kWh | Monthly average of LMP price plus base charge of $0.0079 / kWh
electric | energy |  | 0 | 0 | 2 | 2 | 22 | 24 | 0 | 4 | 0.055976 | 0.055976 | $/kWh | Monthly average of LMP price plus base charge of $0.0079 / kWh
electric | energy |  | 0 | 0 | 2 | 2 | 8 | 22 | 0 | 4 | 0.07268 | 0.07268 | $/kWh | Monthly average of LMP price plus base charge of $0.0079 / kWh
electric | energy |  | 0 | 0 | 2 | 2 | 0 | 24 | 5 | 6 | 0.055976 | 0.055976 | $/kWh | Monthly average of LMP price plus base charge of $0.0079 / kWh
electric | energy |  | 0 | 0 | 3 | 3 | 0 | 8 | 0 | 4 | 0.034728 | 0.034728 | $/kWh | Monthly average of LMP price plus base charge of $0.0079 / kWh
electric | energy |  | 0 | 0 | 3 | 3 | 22 | 24 | 0 | 4 | 0.034728 | 0.034728 | $/kWh | Monthly average of LMP price plus base charge of $0.0079 / kWh
electric | energy |  | 0 | 0 | 3 | 3 | 8 | 22 | 0 | 4 | 0.037299 | 0.037299 | $/kWh | Monthly average of LMP price plus base charge of $0.0079 / kWh
electric | energy |  | 0 | 0 | 3 | 3 | 0 | 24 | 5 | 6 | 0.034728 | 0.034728 | $/kWh | Monthly average of LMP price plus base charge of $0.0079 / kWh
electric | energy |  | 0 | 0 | 4 | 4 | 0 | 8 | 0 | 4 | 0.02936 | 0.02936 | $/kWh | Monthly average of LMP price plus base charge of $0.0079 / kWh
electric | energy |  | 0 | 0 | 4 | 4 | 22 | 24 | 0 | 4 | 0.02936 | 0.02936 | $/kWh | Monthly average of LMP price plus base charge of $0.0079 / kWh
electric | energy |  | 0 | 0 | 4 | 4 | 8 | 22 | 0 | 4 | 0.032452 | 0.032452 | $/kWh | Monthly average of LMP price plus base charge of $0.0079 / kWh
electric | energy |  | 0 | 0 | 4 | 4 | 0 | 24 | 5 | 6 | 0.02936 | 0.02936 | $/kWh | Monthly average of LMP price plus base charge of $0.0079 / kWh
electric | energy |  | 0 | 0 | 5 | 5 | 0 | 8 | 0 | 4 | 0.028972 | 0.028972 | $/kWh | Monthly average of LMP price plus base charge of $0.0079 / kWh
electric | energy |  | 0 | 0 | 5 | 5 | 22 | 24 | 0 | 4 | 0.028972 | 0.028972 | $/kWh | Monthly average of LMP price plus base charge of $0.0079 / kWh
electric | energy |  | 0 | 0 | 5 | 5 | 8 | 22 | 0 | 4 | 0.034007 | 0.034007 | $/kWh | Monthly average of LMP price plus base charge of $0.0079 / kWh
electric | energy |  | 0 | 0 | 5 | 5 | 0 | 24 | 5 | 6 | 0.028972 | 0.028972 | $/kWh | Monthly average of LMP price plus base charge of $0.0079 / kWh
electric | energy |  | 0 | 0 | 6 | 6 | 0 | 8 | 0 | 4 | 0.033858 | 0.033858 | $/kWh | Monthly average of LMP price plus base charge of $0.0079 / kWh
electric | energy |  | 0 | 0 | 6 | 6 | 22 | 24 | 0 | 4 | 0.033858 | 0.033858 | $/kWh | Monthly average of LMP price plus base charge of $0.0079 / kWh
electric | energy |  | 0 | 0 | 6 | 6 | 8 | 22 | 0 | 4 | 0.042739 | 0.042739 | $/kWh | Monthly average of LMP price plus base charge of $0.0079 / kWh
electric | energy |  | 0 | 0 | 6 | 6 | 0 | 24 | 5 | 6 | 0.033858 | 0.033858 | $/kWh | Monthly average of LMP price plus base charge of $0.0079 / kWh
electric | energy |  | 0 | 0 | 7 | 7 | 0 | 8 | 0 | 4 | 0.037473 | 0.037473 | $/kWh | Monthly average of LMP price plus base charge of $0.0079 / kWh
electric | energy |  | 0 | 0 | 7 | 7 | 22 | 24 | 0 | 4 | 0.037473 | 0.037473 | $/kWh | Monthly average of LMP price plus base charge of $0.0079 / kWh
electric | energy |  | 0 | 0 | 7 | 7 | 8 | 22 | 0 | 4 | 0.049902 | 0.049902 | $/kWh | Monthly average of LMP price plus base charge of $0.0079 / kWh
electric | energy |  | 0 | 0 | 7 | 7 | 0 | 24 | 5 | 6 | 0.037473 | 0.037473 | $/kWh | Monthly average of LMP price plus base charge of $0.0079 / kWh
electric | energy |  | 0 | 0 | 8 | 8 | 0 | 8 | 0 | 4 | 0.041839 | 0.041839 | $/kWh | Monthly average of LMP price plus base charge of $0.0079 / kWh
electric | energy |  | 0 | 0 | 8 | 8 | 22 | 24 | 0 | 4 | 0.041839 | 0.041839 | $/kWh | Monthly average of LMP price plus base charge of $0.0079 / kWh
electric | energy |  | 0 | 0 | 8 | 8 | 8 | 22 | 0 | 4 | 0.054796 | 0.054796 | $/kWh | Monthly average of LMP price plus base charge of $0.0079 / kWh
electric | energy |  | 0 | 0 | 8 | 8 | 0 | 24 | 5 | 6 | 0.041839 | 0.041839 | $/kWh | Monthly average of LMP price plus base charge of $0.0079 / kWh
electric | energy |  | 0 | 0 | 9 | 9 | 0 | 8 | 0 | 4 | 0.045309 | 0.045309 | $/kWh | Monthly average of LMP price plus base charge of $0.0079 / kWh
electric | energy |  | 0 | 0 | 9 | 9 | 22 | 24 | 0 | 4 | 0.045309 | 0.045309 | $/kWh | Monthly average of LMP price plus base charge of $0.0079 / kWh
electric | energy |  | 0 | 0 | 9 | 9 | 8 | 22 | 0 | 4 | 0.056308 | 0.056308 | $/kWh | Monthly average of LMP price plus base charge of $0.0079 / kWh
electric | energy |  | 0 | 0 | 9 | 9 | 0 | 24 | 5 | 6 | 0.045309 | 0.045309 | $/kWh | Monthly average of LMP price plus base charge of $0.0079 / kWh
electric | energy |  | 0 | 0 | 10 | 10 | 0 | 8 | 0 | 4 | 0.051257 | 0.051257 | $/kWh | Monthly average of LMP price plus base charge of $0.0079 / kWh
electric | energy |  | 0 | 0 | 10 | 10 | 22 | 24 | 0 | 4 | 0.051257 | 0.051257 | $/kWh | Monthly average of LMP price plus base charge of $0.0079 / kWh
electric | energy |  | 0 | 0 | 10 | 10 | 8 | 22 | 0 | 4 | 0.062368 | 0.062368 | $/kWh | Monthly average of LMP price plus base charge of $0.0079 / kWh
electric | energy |  | 0 | 0 | 10 | 10 | 0 | 24 | 5 | 6 | 0.051257 | 0.051257 | $/kWh | Monthly average of LMP price plus base charge of $0.0079 / kWh
electric | energy |  | 0 | 0 | 11 | 11 | 0 | 8 | 0 | 4 | 0.057464 | 0.057464 | $/kWh | Monthly average of LMP price plus base charge of $0.0079 / kWh
electric | energy |  | 0 | 0 | 11 | 11 | 22 | 24 | 0 | 4 | 0.057464 | 0.057464 | $/kWh | Monthly average of LMP price plus base charge of $0.0079 / kWh
electric | energy |  | 0 | 0 | 11 | 11 | 8 | 22 | 0 | 4 | 0.065003 | 0.065003 | $/kWh | Monthly average of LMP price plus base charge of $0.0079 / kWh
electric | energy |  | 0 | 0 | 11 | 11 | 0 | 24 | 5 | 6 | 0.057464 | 0.057464 | $/kWh | Monthly average of LMP price plus base charge of $0.0079 / kWh
electric | energy |  | 0 | 0 | 12 | 12 | 0 | 8 | 0 | 4 | 0.044908 | 0.044908 | $/kWh | Monthly average of LMP price plus base charge of $0.0079 / kWh
electric | energy |  | 0 | 0 | 12 | 12 | 22 | 24 | 0 | 4 | 0.044908 | 0.044908 | $/kWh | Monthly average of LMP price plus base charge of $0.0079 / kWh
electric | energy |  | 0 | 0 | 12 | 12 | 8 | 22 | 0 | 4 | 0.055188 | 0.055188 | $/kWh | Monthly average of LMP price plus base charge of $0.0079 / kWh
electric | energy |  | 0 | 0 | 12 | 12 | 0 | 24 | 5 | 6 | 0.044908 | 0.044908 | $/kWh | Monthly average of LMP price plus base charge of $0.0079 / kWh

## 36002001011
utility | type | period | basic_charge_limit (imperial) | basic_charge_limit (metric) | month_start | month_end | hour_start | hour_end | weekday_start | weekday_end | charge (imperial) | charge (metric) | units | Notes
gas | energy |  | 0 | 0 | 1 | 12 | 0 | 24 | 0 | 6 | 250 | 88.2868 | $/therm or $/m3
gas | energy |  | 10 | 28.3168 | 1 | 12 | 0 | 24 | 0 | 6 | 0.2632 | 0.092948 | $/therm or $/m3
electric | customer | [9 empty] | 143.09 | 143.09 | $/month
electric | demand | winter-peak1 | 0 | 0 | 1 | 5 | 8 | 22 | 0 | 4 | 13.96 | 13.96 | $/kW
electric | demand | winter-all-hours1 | 0 | 0 | 1 | 5 | 0 | 24 | 0 | 6 | 4.21 | 4.21 | $/kW
electric | demand | summer-peak | 0 | 0 | 6 | 9 | 8 | 22 | 0 | 4 | 18.44 | 18.44 | $/kW
electric | demand | summer-super-peak | 0 | 0 | 6 | 9 | 8 | 18 | 0 | 4 | 9.15 | 9.15 | $/kW
electric | demand | summer-all-hours | 0 | 0 | 6 | 9 | 0 | 24 | 0 | 6 | 16.66 | 16.66 | $/kW
electric | demand | winter-peak2 | 0 | 0 | 10 | 12 | 8 | 22 | 0 | 4 | 13.96 | 13.96 | $/kW
electric | demand | winter-all-hours2 | 0 | 0 | 10 | 12 | 0 | 24 | 0 | 6 | 4.21 | 4.21 | $/kW
electric | energy |  | 0 | 0 | 1 | 1 | 0 | 8 | 0 | 4 | 0.044678 | 0.044678 | $/kWh | Monthly average of LMP price plus base charge of $0.0079 / kWh
electric | energy |  | 0 | 0 | 1 | 1 | 22 | 24 | 0 | 4 | 0.044678 | 0.044678 | $/kWh | Monthly average of LMP price plus base charge of $0.0079 / kWh
electric | energy |  | 0 | 0 | 1 | 1 | 8 | 22 | 0 | 4 | 0.044254 | 0.044254 | $/kWh | Monthly average of LMP price plus base charge of $0.0079 / kWh
electric | energy |  | 0 | 0 | 1 | 1 | 0 | 24 | 5 | 6 | 0.044678 | 0.044678 | $/kWh | Monthly average of LMP price plus base charge of $0.0079 / kWh
electric | energy |  | 0 | 0 | 2 | 2 | 0 | 8 | 0 | 4 | 0.055976 | 0.055976 | $/kWh | Monthly average of LMP price plus base charge of $0.0079 / kWh
electric | energy |  | 0 | 0 | 2 | 2 | 22 | 24 | 0 | 4 | 0.055976 | 0.055976 | $/kWh | Monthly average of LMP price plus base charge of $0.0079 / kWh
electric | energy |  | 0 | 0 | 2 | 2 | 8 | 22 | 0 | 4 | 0.07268 | 0.07268 | $/kWh | Monthly average of LMP price plus base charge of $0.0079 / kWh
electric | energy |  | 0 | 0 | 2 | 2 | 0 | 24 | 5 | 6 | 0.055976 | 0.055976 | $/kWh | Monthly average of LMP price plus base charge of $0.0079 / kWh
electric | energy |  | 0 | 0 | 3 | 3 | 0 | 8 | 0 | 4 | 0.034728 | 0.034728 | $/kWh | Monthly average of LMP price plus base charge of $0.0079 / kWh
electric | energy |  | 0 | 0 | 3 | 3 | 22 | 24 | 0 | 4 | 0.034728 | 0.034728 | $/kWh | Monthly average of LMP price plus base charge of $0.0079 / kWh
electric | energy |  | 0 | 0 | 3 | 3 | 8 | 22 | 0 | 4 | 0.037299 | 0.037299 | $/kWh | Monthly average of LMP price plus base charge of $0.0079 / kWh
electric | energy |  | 0 | 0 | 3 | 3 | 0 | 24 | 5 | 6 | 0.034728 | 0.034728 | $/kWh | Monthly average of LMP price plus base charge of $0.0079 / kWh
electric | energy |  | 0 | 0 | 4 | 4 | 0 | 8 | 0 | 4 | 0.02936 | 0.02936 | $/kWh | Monthly average of LMP price plus base charge of $0.0079 / kWh
electric | energy |  | 0 | 0 | 4 | 4 | 22 | 24 | 0 | 4 | 0.02936 | 0.02936 | $/kWh | Monthly average of LMP price plus base charge of $0.0079 / kWh
electric | energy |  | 0 | 0 | 4 | 4 | 8 | 22 | 0 | 4 | 0.032452 | 0.032452 | $/kWh | Monthly average of LMP price plus base charge of $0.0079 / kWh
electric | energy |  | 0 | 0 | 4 | 4 | 0 | 24 | 5 | 6 | 0.02936 | 0.02936 | $/kWh | Monthly average of LMP price plus base charge of $0.0079 / kWh
electric | energy |  | 0 | 0 | 5 | 5 | 0 | 8 | 0 | 4 | 0.028972 | 0.028972 | $/kWh | Monthly average of LMP price plus base charge of $0.0079 / kWh
electric | energy |  | 0 | 0 | 5 | 5 | 22 | 24 | 0 | 4 | 0.028972 | 0.028972 | $/kWh | Monthly average of LMP price plus base charge of $0.0079 / kWh
electric | energy |  | 0 | 0 | 5 | 5 | 8 | 22 | 0 | 4 | 0.034007 | 0.034007 | $/kWh | Monthly average of LMP price plus base charge of $0.0079 / kWh
electric | energy |  | 0 | 0 | 5 | 5 | 0 | 24 | 5 | 6 | 0.028972 | 0.028972 | $/kWh | Monthly average of LMP price plus base charge of $0.0079 / kWh
electric | energy |  | 0 | 0 | 6 | 6 | 0 | 8 | 0 | 4 | 0.033858 | 0.033858 | $/kWh | Monthly average of LMP price plus base charge of $0.0079 / kWh
electric | energy |  | 0 | 0 | 6 | 6 | 22 | 24 | 0 | 4 | 0.033858 | 0.033858 | $/kWh | Monthly average of LMP price plus base charge of $0.0079 / kWh
electric | energy |  | 0 | 0 | 6 | 6 | 8 | 22 | 0 | 4 | 0.042739 | 0.042739 | $/kWh | Monthly average of LMP price plus base charge of $0.0079 / kWh
electric | energy |  | 0 | 0 | 6 | 6 | 0 | 24 | 5 | 6 | 0.033858 | 0.033858 | $/kWh | Monthly average of LMP price plus base charge of $0.0079 / kWh
electric | energy |  | 0 | 0 | 7 | 7 | 0 | 8 | 0 | 4 | 0.037473 | 0.037473 | $/kWh | Monthly average of LMP price plus base charge of $0.0079 / kWh
electric | energy |  | 0 | 0 | 7 | 7 | 22 | 24 | 0 | 4 | 0.037473 | 0.037473 | $/kWh | Monthly average of LMP price plus base charge of $0.0079 / kWh
electric | energy |  | 0 | 0 | 7 | 7 | 8 | 22 | 0 | 4 | 0.049902 | 0.049902 | $/kWh | Monthly average of LMP price plus base charge of $0.0079 / kWh
electric | energy |  | 0 | 0 | 7 | 7 | 0 | 24 | 5 | 6 | 0.037473 | 0.037473 | $/kWh | Monthly average of LMP price plus base charge of $0.0079 / kWh
electric | energy |  | 0 | 0 | 8 | 8 | 0 | 8 | 0 | 4 | 0.041839 | 0.041839 | $/kWh | Monthly average of LMP price plus base charge of $0.0079 / kWh
electric | energy |  | 0 | 0 | 8 | 8 | 22 | 24 | 0 | 4 | 0.041839 | 0.041839 | $/kWh | Monthly average of LMP price plus base charge of $0.0079 / kWh
electric | energy |  | 0 | 0 | 8 | 8 | 8 | 22 | 0 | 4 | 0.054796 | 0.054796 | $/kWh | Monthly average of LMP price plus base charge of $0.0079 / kWh
electric | energy |  | 0 | 0 | 8 | 8 | 0 | 24 | 5 | 6 | 0.041839 | 0.041839 | $/kWh | Monthly average of LMP price plus base charge of $0.0079 / kWh
electric | energy |  | 0 | 0 | 9 | 9 | 0 | 8 | 0 | 4 | 0.045309 | 0.045309 | $/kWh | Monthly average of LMP price plus base charge of $0.0079 / kWh
electric | energy |  | 0 | 0 | 9 | 9 | 22 | 24 | 0 | 4 | 0.045309 | 0.045309 | $/kWh | Monthly average of LMP price plus base charge of $0.0079 / kWh
electric | energy |  | 0 | 0 | 9 | 9 | 8 | 22 | 0 | 4 | 0.056308 | 0.056308 | $/kWh | Monthly average of LMP price plus base charge of $0.0079 / kWh
electric | energy |  | 0 | 0 | 9 | 9 | 0 | 24 | 5 | 6 | 0.045309 | 0.045309 | $/kWh | Monthly average of LMP price plus base charge of $0.0079 / kWh
electric | energy |  | 0 | 0 | 10 | 10 | 0 | 8 | 0 | 4 | 0.051257 | 0.051257 | $/kWh | Monthly average of LMP price plus base charge of $0.0079 / kWh
electric | energy |  | 0 | 0 | 10 | 10 | 22 | 24 | 0 | 4 | 0.051257 | 0.051257 | $/kWh | Monthly average of LMP price plus base charge of $0.0079 / kWh
electric | energy |  | 0 | 0 | 10 | 10 | 8 | 22 | 0 | 4 | 0.062368 | 0.062368 | $/kWh | Monthly average of LMP price plus base charge of $0.0079 / kWh
electric | energy |  | 0 | 0 | 10 | 10 | 0 | 24 | 5 | 6 | 0.051257 | 0.051257 | $/kWh | Monthly average of LMP price plus base charge of $0.0079 / kWh
electric | energy |  | 0 | 0 | 11 | 11 | 0 | 8 | 0 | 4 | 0.057464 | 0.057464 | $/kWh | Monthly average of LMP price plus base charge of $0.0079 / kWh
electric | energy |  | 0 | 0 | 11 | 11 | 22 | 24 | 0 | 4 | 0.057464 | 0.057464 | $/kWh | Monthly average of LMP price plus base charge of $0.0079 / kWh
electric | energy |  | 0 | 0 | 11 | 11 | 8 | 22 | 0 | 4 | 0.065003 | 0.065003 | $/kWh | Monthly average of LMP price plus base charge of $0.0079 / kWh
electric | energy |  | 0 | 0 | 11 | 11 | 0 | 24 | 5 | 6 | 0.057464 | 0.057464 | $/kWh | Monthly average of LMP price plus base charge of $0.0079 / kWh
electric | energy |  | 0 | 0 | 12 | 12 | 0 | 8 | 0 | 4 | 0.044908 | 0.044908 | $/kWh | Monthly average of LMP price plus base charge of $0.0079 / kWh
electric | energy |  | 0 | 0 | 12 | 12 | 22 | 24 | 0 | 4 | 0.044908 | 0.044908 | $/kWh | Monthly average of LMP price plus base charge of $0.0079 / kWh
electric | energy |  | 0 | 0 | 12 | 12 | 8 | 22 | 0 | 4 | 0.055188 | 0.055188 | $/kWh | Monthly average of LMP price plus base charge of $0.0079 / kWh
electric | energy |  | 0 | 0 | 12 | 12 | 0 | 24 | 5 | 6 | 0.044908 | 0.044908 | $/kWh | Monthly average of LMP price plus base charge of $0.0079 / kWh

## 34001082001
utility | type | period | basic_charge_limit (imperial) | basic_charge_limit (metric) | month_start | month_end | hour_start | hour_end | weekday_start | weekday_end | charge (imperial) | charge (metric) | units | Notes
electric | customer | [9 empty] | 392.35 | 392.35 | $/month
electric | demand | maximum | 0 | 0 | 1 | 12 | 0 | 24 | 0 | 6 | 1.7531 | 1.7531 | $/kW
electric | demand | summer | 0 | 0 | 6 | 9 | 7 | 21 | 0 | 4 | 9.7321 | 9.7321 | $/kW
electric | energy |  | 0 | 0 | 1 | 1 | 0 | 24 | 0 | 6 | 0.030263 | 0.030263 | $/kWh | Monthly average of LMP
electric | energy |  | 0 | 0 | 2 | 2 | 0 | 24 | 0 | 6 | 0.041978 | 0.041978 | $/kWh | Monthly average of LMP
electric | energy |  | 0 | 0 | 3 | 3 | 0 | 24 | 0 | 6 | 0.02247 | 0.02247 | $/kWh | Monthly average of LMP
electric | energy |  | 0 | 0 | 4 | 4 | 0 | 24 | 0 | 6 | 0.020292 | 0.020292 | $/kWh | Monthly average of LMP
electric | energy |  | 0 | 0 | 5 | 5 | 0 | 24 | 0 | 6 | 0.024019 | 0.024019 | $/kWh | Monthly average of LMP
electric | energy |  | 0 | 0 | 6 | 6 | 0 | 7 | 0 | 4 | 0.021854 | 0.021854 | $/kWh | Monthly average of LMP
electric | energy |  | 0 | 0 | 6 | 6 | 21 | 24 | 0 | 4 | 0.021854 | 0.021854 | $/kWh | Monthly average of LMP
electric | energy |  | 0 | 0 | 6 | 6 | 7 | 21 | 0 | 4 | 0.028279 | 0.028279 | $/kWh | Monthly average of LMP
electric | energy |  | 0 | 0 | 6 | 6 | 0 | 24 | 5 | 6 | 0.021854 | 0.021854 | $/kWh | Monthly average of LMP
electric | energy |  | 0 | 0 | 7 | 7 | 0 | 7 | 0 | 4 | 0.02548 | 0.02548 | $/kWh | Monthly average of LMP
electric | energy |  | 0 | 0 | 7 | 7 | 21 | 24 | 0 | 4 | 0.02548 | 0.02548 | $/kWh | Monthly average of LMP
electric | energy |  | 0 | 0 | 7 | 7 | 7 | 21 | 0 | 4 | 0.032982 | 0.032982 | $/kWh | Monthly average of LMP
electric | energy |  | 0 | 0 | 7 | 7 | 0 | 24 | 5 | 6 | 0.02548 | 0.02548 | $/kWh | Monthly average of LMP
electric | energy |  | 0 | 0 | 8 | 8 | 0 | 7 | 0 | 4 | 0.030394 | 0.030394 | $/kWh | Monthly average of LMP
electric | energy |  | 0 | 0 | 8 | 8 | 21 | 24 | 0 | 4 | 0.030394 | 0.030394 | $/kWh | Monthly average of LMP
electric | energy |  | 0 | 0 | 8 | 8 | 7 | 21 | 0 | 4 | 0.040218 | 0.040218 | $/kWh | Monthly average of LMP
electric | energy |  | 0 | 0 | 8 | 8 | 0 | 24 | 5 | 6 | 0.030394 | 0.030394 | $/kWh | Monthly average of LMP
electric | energy |  | 0 | 0 | 9 | 9 | 0 | 7 | 0 | 4 | 0.032883 | 0.032883 | $/kWh | Monthly average of LMP
electric | energy |  | 0 | 0 | 9 | 9 | 21 | 24 | 0 | 4 | 0.032883 | 0.032883 | $/kWh | Monthly average of LMP
electric | energy |  | 0 | 0 | 9 | 9 | 7 | 21 | 0 | 4 | 0.04111 | 0.04111 | $/kWh | Monthly average of LMP
electric | energy |  | 0 | 0 | 9 | 9 | 0 | 24 | 5 | 6 | 0.032883 | 0.032883 | $/kWh | Monthly average of LMP
electric | energy |  | 0 | 0 | 10 | 10 | 0 | 24 | 0 | 6 | 0.046958 | 0.046958 | $/kWh | Monthly average of LMP
electric | energy |  | 0 | 0 | 11 | 11 | 0 | 24 | 0 | 6 | 0.047586 | 0.047586 | $/kWh | Monthly average of LMP
electric | energy |  | 0 | 0 | 12 | 12 | 0 | 24 | 0 | 6 | 0.033439 | 0.033439 | $/kWh | Monthly average of LMP

## 17000721007
utility | type | period | basic_charge_limit (imperial) | basic_charge_limit (metric) | month_start | month_end | hour_start | hour_end | weekday_start | weekday_end | charge (imperial) | charge (metric) | units | Notes
electric | customer | [9 empty] | 1199.8 | 1199.8 | $/month | Extra Large Load Delivery Class
electric | energy |  | 0 | 0 | 1 | 1 | 0 | 24 | 0 | 6 | 0.025678 | 0.025678 | $/kWh | Monthly average of day-ahead price plus base charge of $0.00121 / kWh
electric | energy |  | 0 | 0 | 2 | 2 | 0 | 24 | 0 | 6 | 0.04577 | 0.04577 | $/kWh | Monthly average of day-ahead price plus base charge of $0.00121 / kWh
electric | energy |  | 0 | 0 | 3 | 3 | 0 | 24 | 0 | 6 | 0.023946 | 0.023946 | $/kWh | Monthly average of day-ahead price plus base charge of $0.00121 / kWh
electric | energy |  | 0 | 0 | 4 | 4 | 0 | 24 | 0 | 6 | 0.027786 | 0.027786 | $/kWh | Monthly average of day-ahead price plus base charge of $0.00121 / kWh
electric | energy |  | 0 | 0 | 5 | 5 | 0 | 24 | 0 | 6 | 0.027636 | 0.027636 | $/kWh | Monthly average of day-ahead price plus base charge of $0.00121 / kWh
electric | energy |  | 0 | 0 | 6 | 6 | 0 | 24 | 0 | 6 | 0.033779 | 0.033779 | $/kWh | Monthly average of day-ahead price plus base charge of $0.00121 / kWh
electric | energy |  | 0 | 0 | 7 | 7 | 0 | 24 | 0 | 6 | 0.033779 | 0.033779 | $/kWh | Monthly average of day-ahead price plus base charge of $0.00121 / kWh
electric | energy |  | 0 | 0 | 8 | 8 | 0 | 24 | 0 | 6 | 0.044827 | 0.044827 | $/kWh | Monthly average of day-ahead price plus base charge of $0.00121 / kWh
electric | energy |  | 0 | 0 | 9 | 9 | 0 | 24 | 0 | 6 | 0.045797 | 0.045797 | $/kWh | Monthly average of day-ahead price plus base charge of $0.00121 / kWh
electric | energy |  | 0 | 0 | 10 | 10 | 0 | 24 | 0 | 6 | 0.057059 | 0.057059 | $/kWh | Monthly average of day-ahead price plus base charge of $0.00121 / kWh
electric | energy |  | 0 | 0 | 11 | 11 | 0 | 24 | 0 | 6 | 0.051392 | 0.051392 | $/kWh | Monthly average of day-ahead price plus base charge of $0.00121 / kWh
electric | energy |  | 0 | 0 | 12 | 12 | 0 | 24 | 0 | 6 | 0.034097 | 0.034097 | $/kWh | Monthly average of day-ahead price plus base charge of $0.00121 / kWh
electric | demand | maximum | 0 | 0 | 1 | 12 | 0 | 24 | 0 | 6 | 7.64 | 7.64 | $/kW | Rate DSPP

## 25000128001
utility | type | period | basic_charge_limit (imperial) | basic_charge_limit (metric) | month_start | month_end | hour_start | hour_end | weekday_start | weekday_end | charge (imperial) | charge (metric) | units | Notes
electric | customer | [9 empty] | 360 | 360 | $/month
electric | energy |  | 0 | 0 | 1 | 1 | 0 | 24 | 0 | 6 | 0.13947 | 0.13947 | $/kWh
electric | energy |  | 0 | 0 | 2 | 2 | 0 | 24 | 0 | 6 | 0.13972 | 0.13972 | $/kWh
electric | energy |  | 0 | 0 | 3 | 3 | 0 | 24 | 0 | 6 | 0.12887 | 0.12887 | $/kWh
electric | energy |  | 0 | 0 | 4 | 4 | 0 | 24 | 0 | 6 | 0.12633 | 0.12633 | $/kWh
electric | energy |  | 0 | 0 | 5 | 5 | 0 | 24 | 0 | 6 | 0.11847 | 0.11847 | $/kWh
electric | energy |  | 0 | 0 | 6 | 6 | 0 | 24 | 0 | 6 | 0.1116 | 0.1116 | $/kWh
electric | energy |  | 0 | 0 | 7 | 7 | 0 | 24 | 0 | 6 | 0.11751 | 0.11751 | $/kWh
electric | energy |  | 0 | 0 | 8 | 8 | 0 | 24 | 0 | 6 | 0.1155 | 0.1155 | $/kWh
electric | energy |  | 0 | 0 | 9 | 9 | 0 | 24 | 0 | 6 | 0.11289 | 0.11289 | $/kWh
electric | energy |  | 0 | 0 | 10 | 10 | 0 | 24 | 0 | 6 | 0.13171 | 0.13171 | $/kWh
electric | energy |  | 0 | 0 | 11 | 11 | 0 | 24 | 0 | 6 | 0.14711 | 0.14711 | $/kWh
electric | energy |  | 0 | 0 | 12 | 12 | 0 | 24 | 0 | 6 | 0.18329 | 0.18329 | $/kWh
electric | demand | winter1 | 0 | 0 | 1 | 5 | 0 | 24 | 0 | 6 | 20.4 | 20.4 | $/kW
electric | demand | summer | 0 | 0 | 6 | 9 | 0 | 24 | 0 | 6 | 29.62 | 29.62 | $/kW
electric | demand | winter2 | 0 | 0 | 10 | 12 | 0 | 24 | 0 | 6 | 20.4 | 20.4 | $/kW
gas | customer | [9 empty] | 125 | 125 | $/month
gas | energy |  | 0 | 0 | 1 | 4 | 0 | 24 | 0 | 6 | 0.3651 | 0.12893 | $/therm or $/m3
gas | energy |  | 0 | 0 | 5 | 9 | 0 | 24 | 0 | 6 | 0.3226 | 0.11393 | $/therm or $/m3
gas | energy |  | 0 | 0 | 10 | 12 | 0 | 24 | 0 | 6 | 0.3651 | 0.12893 | $/therm or $/m3

## 6004010001
utility | type | period | basic_charge_limit (imperial) | basic_charge_limit (metric) | month_start | month_end | hour_start | hour_end | weekday_start | weekday_end | charge (imperial) | charge (metric) | units | Notes
electric | customer | [9 empty] | 373.12 | 373.12 | $/month | Assumed 2 to 50 kV (typical primary voltage)
electric | demand | peak-summer | 0 | 0 | 6 | 9 | 16 | 21 | 0 | 4 | 22.19 | 22.19 | $/kW | Had to choose between high demand or high energy charges (Option D or Option E)
electric | demand | part-peak-winter1 | 0 | 0 | 1 | 5 | 16 | 21 | 0 | 4 | 4.69 | 4.69 | $/kW | This is hgh demand, low energy
electric | demand | part-peak-winter2 | 0 | 0 | 10 | 12 | 16 | 21 | 0 | 4 | 4.69 | 4.69 | $/kW
electric | demand | maximum | 0 | 0 | 1 | 12 | 0 | 24 | 0 | 6 | 16.97 | 16.97 | $/kW
electric | energy |  | 0 | 0 | 6 | 9 | 16 | 21 | 0 | 4 | 0.11688 | 0.11688 | $/kWh | Includes delivery and generation service
electric | energy |  | 0 | 0 | 6 | 9 | 0 | 16 | 0 | 6 | 0.08421 | 0.08421 | $/kWh | Includes delivery and generation service
electric | energy |  | 0 | 0 | 6 | 9 | 21 | 24 | 0 | 6 | 0.08421 | 0.08421 | $/kWh | Includes delivery and generation service
electric | energy |  | 0 | 0 | 6 | 9 | 16 | 21 | 5 | 6 | 0.10916 | 0.10916 | $/kWh | Includes delivery and generation service
electric | energy |  | 0 | 0 | 1 | 5 | 16 | 21 | 0 | 6 | 0.09803 | 0.09803 | $/kWh | Includes delivery and generation service
electric | energy |  | 0 | 0 | 1 | 5 | 0 | 8 | 0 | 6 | 0.08873 | 0.08873 | $/kWh | Includes delivery and generation service
electric | energy |  | 0 | 0 | 1 | 5 | 21 | 24 | 0 | 6 | 0.08873 | 0.08873 | $/kWh | Includes delivery and generation service
electric | energy |  | 0 | 0 | 1 | 5 | 8 | 16 | 0 | 6 | 0.07131 | 0.07131 | $/kWh | Includes delivery and generation service
electric | energy |  | 0 | 0 | 10 | 12 | 16 | 21 | 0 | 6 | 0.09803 | 0.09803 | $/kWh | Includes delivery and generation service
electric | energy |  | 0 | 0 | 10 | 12 | 0 | 8 | 0 | 6 | 0.08873 | 0.08873 | $/kWh | Includes delivery and generation service
electric | energy |  | 0 | 0 | 10 | 12 | 21 | 24 | 0 | 6 | 0.08873 | 0.08873 | $/kWh | Includes delivery and generation service
electric | energy |  | 0 | 0 | 10 | 12 | 8 | 16 | 0 | 6 | 0.07131 | 0.07131 | $/kWh | Includes delivery and generation service
gas | customer | [9 empty] | 14.7945 | 14.7945 | $/month | Estimated from multiplying cost of 1 meter for 1 day by 30 days
gas | energy |  | 0 | 0 | 1 | 12 | 0 | 24 | 0 | 6 | 1.6166 | 0.5709 | $/therm or $/m3
gas | energy |  | 250 | 707.92 | 1 | 12 | 0 | 24 | 0 | 6 | 1.1773 | 0.41576 | $/therm or $/m3
gas | energy |  | 4167 | 11799.6106 | 1 | 12 | 0 | 24 | 0 | 6 | 0.88276 | 0.31174 | $/therm or $/m3

## 6004009001
utility | type | period | basic_charge_limit (imperial) | basic_charge_limit (metric) | month_start | month_end | hour_start | hour_end | weekday_start | weekday_end | charge (imperial) | charge (metric) | units | Notes
electric | customer | [9 empty] | 373.12 | 373.12 | $/month | Assumed 2 to 50 kV (typical primary voltage)
electric | demand | peak-summer | 0 | 0 | 6 | 9 | 16 | 21 | 0 | 4 | 22.19 | 22.19 | $/kW | Had to choose between high demand or high energy charges (Option D or Option E)
electric | demand | part-peak-winter1 | 0 | 0 | 1 | 5 | 16 | 21 | 0 | 4 | 4.69 | 4.69 | $/kW | This is hgh demand, low energy
electric | demand | part-peak-winter2 | 0 | 0 | 10 | 12 | 16 | 21 | 0 | 4 | 4.69 | 4.69 | $/kW
electric | demand | maximum | 0 | 0 | 1 | 12 | 0 | 24 | 0 | 6 | 16.97 | 16.97 | $/kW
electric | energy |  | 0 | 0 | 6 | 9 | 16 | 21 | 0 | 4 | 0.11688 | 0.11688 | $/kWh | Includes delivery and generation service
electric | energy |  | 0 | 0 | 6 | 9 | 0 | 16 | 0 | 6 | 0.08421 | 0.08421 | $/kWh | Includes delivery and generation service
electric | energy |  | 0 | 0 | 6 | 9 | 21 | 24 | 0 | 6 | 0.08421 | 0.08421 | $/kWh | Includes delivery and generation service
electric | energy |  | 0 | 0 | 6 | 9 | 16 | 21 | 5 | 6 | 0.10916 | 0.10916 | $/kWh | Includes delivery and generation service
electric | energy |  | 0 | 0 | 1 | 5 | 16 | 21 | 0 | 6 | 0.09803 | 0.09803 | $/kWh | Includes delivery and generation service
electric | energy |  | 0 | 0 | 1 | 5 | 0 | 8 | 0 | 6 | 0.08873 | 0.08873 | $/kWh | Includes delivery and generation service
electric | energy |  | 0 | 0 | 1 | 5 | 21 | 24 | 0 | 6 | 0.08873 | 0.08873 | $/kWh | Includes delivery and generation service
electric | energy |  | 0 | 0 | 1 | 5 | 8 | 16 | 0 | 6 | 0.07131 | 0.07131 | $/kWh | Includes delivery and generation service
electric | energy |  | 0 | 0 | 10 | 12 | 16 | 21 | 0 | 6 | 0.09803 | 0.09803 | $/kWh | Includes delivery and generation service
electric | energy |  | 0 | 0 | 10 | 12 | 0 | 8 | 0 | 6 | 0.08873 | 0.08873 | $/kWh | Includes delivery and generation service
electric | energy |  | 0 | 0 | 10 | 12 | 21 | 24 | 0 | 6 | 0.08873 | 0.08873 | $/kWh | Includes delivery and generation service
electric | energy |  | 0 | 0 | 10 | 12 | 8 | 16 | 0 | 6 | 0.07131 | 0.07131 | $/kWh | Includes delivery and generation service
gas | customer | [9 empty] | 14.7945 | 14.7945 | $/month | Estimated from multiplying cost of 1 meter for 1 day by 30 days
gas | energy |  | 0 | 0 | 1 | 12 | 0 | 24 | 0 | 6 | 1.6166 | 0.5709 | $/therm or $/m3
gas | energy |  | 250 | 707.92 | 1 | 12 | 0 | 24 | 0 | 6 | 1.1773 | 0.41576 | $/therm or $/m3
gas | energy |  | 4167 | 11799.6106 | 1 | 12 | 0 | 24 | 0 | 6 | 0.88276 | 0.31174 | $/therm or $/m3

## 11000001001
utility | type | period | basic_charge_limit (imperial) | basic_charge_limit (metric) | month_start | month_end | hour_start | hour_end | weekday_start | weekday_end | charge (imperial) | charge (metric) | units | Notes
electric | customer | [9 empty] | 197.49 | 197.49 | $/month | Estimated from multiplying cost of 1 meter for 1 day by 30 days
electric | demand | maximum | 0 | 0 | 1 | 12 | 0 | 24 | 0 | 6 | 1.1589 | 1.1589 | $/kW
electric | demand | on-peak | 0 | 0 | 6 | 10 | 12 | 20 | 0 | 4 | 11.0339 | 11.0339 | $/kW | Includes Transmission and Distribution charges
electric | energy |  | 0 | 0 | 1 | 5 | 0 | 8 | 0 | 4 | 0.11456 | 0.11456 | $/kWh | Includes Generation, Transmission, and Distribution charges
electric | energy |  | 0 | 0 | 1 | 5 | 8 | 12 | 0 | 4 | 0.11868 | 0.11868 | $/kWh | Includes Generation, Transmission, and Distribution charges
electric | energy |  | 0 | 0 | 1 | 5 | 12 | 20 | 0 | 4 | 0.11793 | 0.11793 | $/kWh | Includes Generation, Transmission, and Distribution charges
electric | energy |  | 0 | 0 | 1 | 5 | 20 | 24 | 0 | 4 | 0.11868 | 0.11868 | $/kWh | Includes Generation, Transmission, and Distribution charges
electric | energy |  | 0 | 0 | 1 | 5 | 0 | 24 | 5 | 6 | 0.11456 | 0.11456 | $/kWh | Includes Generation, Transmission, and Distribution charges
electric | energy |  | 0 | 0 | 6 | 10 | 0 | 8 | 0 | 4 | 0.10813 | 0.10813 | $/kWh | Includes Generation, Transmission, and Distribution charges
electric | energy |  | 0 | 0 | 6 | 10 | 8 | 12 | 0 | 4 | 0.11371 | 0.11371 | $/kWh | Includes Generation, Transmission, and Distribution charges
electric | energy |  | 0 | 0 | 6 | 10 | 12 | 20 | 0 | 4 | 0.12312 | 0.12312 | $/kWh | Includes Generation, Transmission, and Distribution charges
electric | energy |  | 0 | 0 | 6 | 10 | 20 | 24 | 0 | 4 | 0.11371 | 0.11371 | $/kWh | Includes Generation, Transmission, and Distribution charges
electric | energy |  | 0 | 0 | 6 | 10 | 0 | 24 | 5 | 6 | 0.10813 | 0.10813 | $/kWh | Includes Generation, Transmission, and Distribution charges
electric | energy |  | 0 | 0 | 11 | 12 | 0 | 8 | 0 | 4 | 0.1162 | 0.1162 | $/kWh | Includes Generation, Transmission, and Distribution charges
electric | energy |  | 0 | 0 | 11 | 12 | 8 | 12 | 0 | 4 | 0.12166 | 0.12166 | $/kWh | Includes Generation, Transmission, and Distribution charges
electric | energy |  | 0 | 0 | 11 | 12 | 12 | 20 | 0 | 4 | 0.12116 | 0.12116 | $/kWh | Includes Generation, Transmission, and Distribution charges
electric | energy |  | 0 | 0 | 11 | 12 | 20 | 24 | 0 | 4 | 0.12166 | 0.12166 | $/kWh | Includes Generation, Transmission, and Distribution charges
electric | energy |  | 0 | 0 | 11 | 12 | 0 | 24 | 5 | 6 | 0.1162 | 0.1162 | $/kWh | Includes Generation, Transmission, and Distribution charges
gas | customer | [9 empty] | 63.7 | 63.7 | $/month
gas | energy |  | 0 | 0 | 1 | 12 | 0 | 24 | 0 | 6 | 0.4006 | 0.14147 | $/therm or $/m3
gas | demand | maximum | 0 | 0 | 1 | 12 | 0 | 24 | 0 | 6 | 0.0352 | 0.012431 | $/therm/hr or $/m3/hr

## 26000596001
utility | type | period | basic_charge_limit (imperial) | basic_charge_limit (metric) | month_start | month_end | hour_start | hour_end | weekday_start | weekday_end | charge (imperial) | charge (metric) | units | Notes
electric | customer | [9 empty] | 13.67 | 13.67 | $/month | Estimated from multiplying cost of 1 meter for 1 day by 30 days
electric | demand | off-peak | 0 | 0 | 1 | 12 | 0 | 11 | 0 | 4 | 7.5756 | 7.5756 | $/kW
electric | demand | on-peak | 0 | 0 | 1 | 12 | 11 | 19 | 0 | 4 | 34.09 | 34.09 | $/kW
electric | demand | off-peak | 0 | 0 | 1 | 12 | 19 | 24 | 0 | 4 | 7.5756 | 7.5756 | $/kW
electric | demand | off-peak | 0 | 0 | 1 | 12 | 0 | 24 | 5 | 6 | 7.5756 | 7.5756 | $/kW
electric | energy |  | 0 | 0 | 1 | 12 | 0 | 24 | 0 | 6 | 0.04171 | 0.04171 | $/kWh

## 17000721001
utility | type | period | basic_charge_limit (imperial) | basic_charge_limit (metric) | month_start | month_end | hour_start | hour_end | weekday_start | weekday_end | charge (imperial) | charge (metric) | units | Notes
electric | customer | [9 empty] | 1199.8 | 1199.8 | $/month | Extra Large Load Delivery Class
electric | energy |  | 0 | 0 | 1 | 1 | 0 | 24 | 0 | 6 | 0.025678 | 0.025678 | $/kWh | Monthly average of day-ahead price plus base charge of $0.00121 / kWh
electric | energy |  | 0 | 0 | 2 | 2 | 0 | 24 | 0 | 6 | 0.04577 | 0.04577 | $/kWh | Monthly average of day-ahead price plus base charge of $0.00121 / kWh
electric | energy |  | 0 | 0 | 3 | 3 | 0 | 24 | 0 | 6 | 0.023946 | 0.023946 | $/kWh | Monthly average of day-ahead price plus base charge of $0.00121 / kWh
electric | energy |  | 0 | 0 | 4 | 4 | 0 | 24 | 0 | 6 | 0.027786 | 0.027786 | $/kWh | Monthly average of day-ahead price plus base charge of $0.00121 / kWh
electric | energy |  | 0 | 0 | 5 | 5 | 0 | 24 | 0 | 6 | 0.027636 | 0.027636 | $/kWh | Monthly average of day-ahead price plus base charge of $0.00121 / kWh
electric | energy |  | 0 | 0 | 6 | 6 | 0 | 24 | 0 | 6 | 0.033779 | 0.033779 | $/kWh | Monthly average of day-ahead price plus base charge of $0.00121 / kWh
electric | energy |  | 0 | 0 | 7 | 7 | 0 | 24 | 0 | 6 | 0.033779 | 0.033779 | $/kWh | Monthly average of day-ahead price plus base charge of $0.00121 / kWh
electric | energy |  | 0 | 0 | 8 | 8 | 0 | 24 | 0 | 6 | 0.044827 | 0.044827 | $/kWh | Monthly average of day-ahead price plus base charge of $0.00121 / kWh
electric | energy |  | 0 | 0 | 9 | 9 | 0 | 24 | 0 | 6 | 0.045797 | 0.045797 | $/kWh | Monthly average of day-ahead price plus base charge of $0.00121 / kWh
electric | energy |  | 0 | 0 | 10 | 10 | 0 | 24 | 0 | 6 | 0.057059 | 0.057059 | $/kWh | Monthly average of day-ahead price plus base charge of $0.00121 / kWh
electric | energy |  | 0 | 0 | 11 | 11 | 0 | 24 | 0 | 6 | 0.051392 | 0.051392 | $/kWh | Monthly average of day-ahead price plus base charge of $0.00121 / kWh
electric | energy |  | 0 | 0 | 12 | 12 | 0 | 24 | 0 | 6 | 0.034097 | 0.034097 | $/kWh | Monthly average of day-ahead price plus base charge of $0.00121 / kWh
electric | demand | maximum | 0 | 0 | 1 | 12 | 0 | 24 | 0 | 6 | 7.64 | 7.64 | $/kW | Rate DSPP